## Cover
MAXIMUM PRICE TEMPLATE (for connecting to a water supply, sewerage, or drainage system)
MODELLER: |  | Greg McLennan
email |  | greg_mclennan@ipart.nsw.gov.au
WHAT IS THE PURPOSE OF MODEL?
This workbook is a template that agencies can use to calculate the maximum price for connecting to a water supply, sewerage, or drainage system (referred to as maximum price from here). The use of this template is voluntary.
Agencies can also use the template to calculate the maximum price for connecting a New Development to a Recycled Water System (where that Recycled Water System is a Least Cost Servicing Solution) or to calculate the Ordinary Developer Charge component of the maximum price for connecting a New Development to a Recycled Water System (where that Recycled Water System is not a Least Cost Servicing Solution).
HOW DOES THE TEMPLATE WORK?
The template is designed to calculate the asset related components of a maximum price (excluding headwork assets and scheme cost allocation). Some example data has been included for illustrative purposes in the 'Pre-1996 assets', 'Post-1996 commissioned assets', 'Uncommissioned assets', and 'ET inputs' worksheets. Please delete all illustrative data to ensure the template produces the correct results.
There are no macros in the model. To use the model, simply enter the required inputs on the 'General inputs' worksheet then enter the required data into the appropriate (blue) cells in the other worksheets in dollars of the selected year. The model will then automatically calculate the maximum price. Please note that the formatting on the 'MP Calculations' worksheet has been automated to reflect the correct date ranges.
What's in the Template?
Calculation of the asset component of the maximum price (excluding headworks and scheme cost allocation).
The key worksheets requiring inputs to calculate the asset related components are:
> | General inputs
> | Pre-1996 assets
> | Post-1996 commissioned assets
> | Uncommissioned assets
> | ET inputs
Reduction amount
A separate worksheet has been provided to calculate the reduction amount:
> | Reduction amount
On this worksheet the agency can generate the time series for Ri (revenue) and Ci (opex) over the required timeframe. These time series can be copied or linked through to the 'MP Calculations' worksheet, where the reduction amount is calculated. (This template does not generate the Ri and Ci components of the reduction amount because of the differences in price structures and operating environments between the agencies.)
The 'Reduction amount' worksheet provides instructions on how to incorporate the results in the maximum price calculations.
Headworks
A separate worksheet has been provided to capture headworks assets:
> | Headwork assets
The purpose of this worksheet is to record, at a high level, the underlying data that are used to calculate the Headworks cost per ET.
As headwork costs per ET apply to all DSP areas within a system, presenting the headwork calculations separately will provide additional transparency, and ensure consistency between DSP areas in relation to headworks.
The 'Headwork assets' worksheet provides instructions on how to incorporate the results in the maximum price calculations.
Scheme cost allocation
A separate worksheet has been provided to capture scheme cost allocation:
> | Scheme cost allocation
The purpose of this worksheet is to record, at a high level, the underlying data that are used to calculate the Scheme cost allocation per ET.
As headwork costs per ET apply to all DSP areas within a system, presenting the headwork calculations separately will provide additional transparency, and ensure consistency between DSP areas in relation to headworks.
The 'Headwork assets' worksheet provides instructions on how to incorporate the results in the maximum price calculations.
Maximum price calculations and summary of outputs
The maximum price is calculated and the results are summarised in:
> | MP Calculations
> | Summary of result
The separate components for the maximum price equation are presented in both the worksheets.
Asset inclusions and exclusions
The final worksheet provides information from the Determination about asset inclusions and exclusions.
> | Asset exclusions
Details on the maximum price methodology can be found on IPART's website at:
> | IPART - Developer charges and backlog sewerage charges for metropolitan water agencies 2017
> | IPART - Maximum prices for connecting to a recycled water system - July 2019
The above two determinations must be read in conjunction to one another.
COLOUR CODE <Required for all models/spreadsheets. See 'Examples' for the full list of potential colour codes>
This model uses standard IPART colour coding:
Blue cells indicate inputs
Light blue cells indicate inputs with default values
default values are shown in italics next to or below the light blue cells
Light grey - inputs not required, cells should be left unchanged.
Blue font indicates IPART hard-coded values used that should not be changed
Key outputs
Pink font indicates calculation checks
Red indicates assumptions made in calculations
red double line means formula changes across a row or down a column

## Journal of changes
JOURNAL OF CHANGES
Reason for change | Description of change | Place change made | Template Version | Date change made
Align template with Determination | Limit ET profile used in calculating reduction amount per ET to 30 forecast years only. Previously extended to 1995-96. | Column H, MP Calculations worksheet | V1.01 | 2019-08-01
Align template with Determination | Removed the time limit for uncommissioned assets. Previous time limit was to year 30. | Columns N & O, MP Calculations worksheet | V1.01 | 2019-08-01
Expansion to account for the Maximum prices for connecting to a recycled water system Determination July 2019. | Include an additional input "Scheme costs allocation per ET" to allow for cost offsets for non-least cost recycled water schemes to be incorporated. | G22, MP Calculations worksheet Scheme cost allocation worksheet | V1.01 | 2019-08-01
Incease clarity of Determination intent | Improve examples of the asset input worksheets to clarify that asset apportionment should be considered on an asset-by-asset basis. | Row 22 and 23 on the Pre-1996 assets, Post-1996 commissioned assets and Uncommissioned assets worksheets | V1.02 | 2022-09-01

## Summary of result
Summary of maximum price for a new development
| Where the New Development is connecting to a Recycled Water System, the variables may be modified by Schedule 1 or Schedule 2 of the Recycled Water Developer Charges Determination. | [7 empty] | Developer charges and backlog sewerage charges for metropolitan water agencies 2018 ¦ IPART (nsw.gov.au)
| The maximum price for the new development area 'Aerotropolis' is: | [5 empty] | 124748.8811 | per ET ($2026-27).
| of which: | [5 empty] | 0 | is the headworks charge
Maximum price formula:
in $, $2026-27, where:
|  | MP | = | 124748.8811 | = | maximum price per equivalent tenement to be services by the connection.
|  | K1 | = | 0 | = | the Capital Charge for the Pre-1996 Assets that will serve the relevant DSP Area, calculated in accordance with clause 2.3(a) of Schedule 5 of the Determination and set out in the DSP.
|  | K2 | = | 2221156077.0644 | = | the Capital Charge for the Post-1996 Assets that will serve the relevant DSP Area, calculated in accordance with clause 2.3(b) and 2.3(c) of Schedule 5 of the Determination and set out in the DSP.
|  | PV(L1) | = | 21181.4972 | = | the Present Value of the Agency’s estimate of the number of Equivalent Tenements in the relevant DSP for Pre-1996 Assets, calculated in accordance with clause 3.2(a) of Schedule 5 of the Determination and set out in the relevant DSP.
|  | PV(L2) | = | 19332.0631 | = | the Present Value of the Agency’s estimate of the number of Equivalent Tenements for Post-1996 Assets, calculated in accordance with clause 3.2(b) of Schedule 5 of the Determination and set out in the relevant DSP.
|  | PV(L3) | = | 19332.0631 | = | the Present Value of the Agency’s estimate of the number of Equivalent Tenements for the Reduction Amount, calculated in accordance with clause 3.2(c) of Schedule 5 of the Determination and set out in the relevant DSP.
|  | Ri | = | 356279583.8138 | = | the Agency’s estimate of the future periodic revenues to be received from new customers in the relevant DSP Area in each financial year i, estimated in accordance with clause 4 of Schedule 5 of the Determination and set out in the relevant DSP.
|  | Ci | = | 546776750.4526 | = | the Agency’s estimate of the future operating, maintenance and administration costs of servicing all new customers in the DSP Area in each financial year i (excluding, for the avoidance of doubt, any Capital Costs), estimated in accordance with clause 5 of Schedule 5 of the Determination and set out in the relevant DSP.
|  | n | = | 2055-56 | = | is the financial year which is 30 years from the financial year in which the relevant DSP was registered with IPART under clause 2(e) of Schedule 4 of the Determination.
for i = financial years 1, ..., n
〖𝑀𝑃〗_𝑆𝑐ℎ1=𝐾_1/𝐿_1 +𝐾_2/𝐿_2 −𝑁𝑃𝑉(𝑅_𝑖−𝐶_𝑖 )/𝐿_3 for i = financial years 1, ..., n

## MP Calculations
CALCULATION OF MAXIMUM PRICE
Index
Row
1 |  | Table 1: Calculation of maximum price ($, $2026-27) | [5 empty] | 17
2 |  | Table 2: Key variables used in maximum price calculation ($, $2026-27) | [5 empty] | 26
3 |  | Table 3: Annual calculation over analysis horizon ($, $2026-27) | [5 empty] | 35
Note: an input is required in $G$22 to incorporate the Headwork costs per ET into the maximum price.
Note: an input is required in $F$22 to incorporate the Scheme cost allocation per ET into the maximum price.
Table 1: Calculation of maximum price ($, $2026-27)
|  | Maximum price |  |  | Headworks costs per ET | Scheme cost allocation per ET | Pre-1996 assets | Post-1996 commissioned assets | Post-1996 uncommissioned assets | Reduction for expected revenue and operation costs
|  |  |  | Costs to be recovered via DSP |  |  | 0 | 0 | 2221156077.0644 | -190497166.6387
|  |  |  | ETs |  |  | 21181.4972 | 19332.0631 | 19332.0631 | 19332.0631
|  | 124748.8811 |  | Value per ET | 0 | 0 | 0 | 0 | 114894.932 | -9853.9491
Table 2: Key variables used in maximum price calculation ($, $2026-27)
|  |  |  | Sum of new ETs (not discounted) | Sum of PV of new ETs (discounted at pre-1996 asset discount rate) | Sum of PV of new ETs (discounted at post-1996 asset discount rate) | Sum of PV of new ETs (discounted at expected revenue and costs discount rate) |  | Sum of PV of Pre-1996 commissioned assets (discounted at pre-1996 asset discount rate) |  | Sum of PV of Post-1996 commissioned assets (discounted at post-1996 asset discount rate) |  | Sum of PV of Post-1996 uncommissioned assets (discounted at post-1996 asset discount rate) |  | Sum of PV of revenue for new customers (discounted at expected future revenue and costs discount rate) |  | Sum of PV of costs for new ETs (discounted at expected future revenue and costs discount rate)
|  |  |  | 28055.5219 | 21181.4972 | 19332.0631 | 19332.0631 |  | 0 |  | 0 |  | 2221156077.0644 |  | 356279583.8138 |  | 546776750.4526
Note: inputs are required in $Q$70:$Q$99 and $T$70:$T$99 to calculate the 'Reduction amount'.
Table 3: Annual calculation over analysis horizon ($, $2026-27)
[14 empty] | Data required in input range $Q$70:$Q$99 |  | Data required in input range $T$70:$T$99
|  |  |  | ET values |  |  |  | Asset values | [5 empty] | Revenue values |  | Cost values
|  |  | Year | New ETs per year for this DSP area | Present value of new ETs per year (discounted at pre-1996 asset discount rate) | Present value of new ETs per year (discounted at post-1996 asset discount rate) | Present value of new ETs per year (discounted at expected revenue and costs discount rate) | Value of pre-1996 assets to be collected through this DSP (undiscounted) | Present value of pre-1996 assets (discounted at pre-1996 asset discount rate) | Value of post-1996 commissioned assets to be collected through this DSP (undiscounted) | Present value of post-1996 commissioned assets (discounted at post-1996 asset discount rate) | Value of post-1996 uncommissioned assets to be collected through this DSP (undiscounted) | Present value of post-1996 uncommissioned assets (discounted at post-1996 asset discount rate) | Revenues expected to be recovered from new customers (undiscounted) | Present value of revenues (discounted at expected future revenue and costs discount rate) | Operating costs expected to be incurred in providing service to new customers (undiscounted) | Present value of operating costs (discounted at expected future revenue and costs discount rate)
|  | -31 | 1995-96 | 0 | 0 | 0 |  | 0 | 0 | 0 | 0
|  | -30 | 1996-97 | 0 | 0 | 0 |  |  |  | 0 | 0
|  | -29 | 1997-98 | 0 | 0 | 0 |  |  |  | 0 | 0
|  | -28 | 1998-99 | 0 | 0 | 0 |  |  |  | 0 | 0
|  | -27 | 1999-00 | 0 | 0 | 0 |  |  |  | 0 | 0
|  | -26 | 2000-01 | 0 | 0 | 0 |  |  |  | 0 | 0
|  | -25 | 2001-02 | 0 | 0 | 0 |  |  |  | 0 | 0
|  | -24 | 2002-03 | 0 | 0 | 0 |  |  |  | 0 | 0
|  | -23 | 2003-04 | 0 | 0 | 0 |  |  |  | 0 | 0
|  | -22 | 2004-05 | 0 | 0 | 0 |  |  |  | 0 | 0
|  | -21 | 2005-06 | 0 | 0 | 0 |  |  |  | 0 | 0
|  | -20 | 2006-07 | 0 | 0 | 0 |  |  |  | 0 | 0
|  | -19 | 2007-08 | 0 | 0 | 0 |  |  |  | 0 | 0
|  | -18 | 2008-09 | 0 | 0 | 0 |  |  |  | 0 | 0
|  | -17 | 2009-10 | 0 | 0 | 0 |  |  |  | 0 | 0
|  | -16 | 2010-11 | 0 | 0 | 0 |  |  |  | 0 | 0
|  | -15 | 2011-12 | 0 | 0 | 0 |  |  |  | 0 | 0
|  | -14 | 2012-13 | 0 | 0 | 0 |  |  |  | 0 | 0
|  | -13 | 2013-14 | 0 | 0 | 0 |  |  |  | 0 | 0
|  | -12 | 2014-15 | 0 | 0 | 0 |  |  |  | 0 | 0
|  | -11 | 2015-16 | 0 | 0 | 0 |  |  |  | 0 | 0
|  | -10 | 2016-17 | 0 | 0 | 0 |  |  |  | 0 | 0
|  | -9 | 2017-18 | 0 | 0 | 0 |  |  |  | 0 | 0
|  | -8 | 2018-19 | 0 | 0 | 0 |  |  |  | 0 | 0
|  | -7 | 2019-20 | 0 | 0 | 0 |  |  |  | 0 | 0
|  | -6 | 2020-21 | 0 | 0 | 0 |  |  |  | 0 | 0
|  | -5 | 2021-22 | 0 | 0 | 0 |  |  |  | 0 | 0 |  |  | 0 |  | 0 | 0
|  | -4 | 2022-23 | 0 | 0 | 0 |  |  |  | 0 | 0 |  |  | 0 |  | 0 | 0
|  | -3 | 2023-24 | 0 | 0 | 0 |  |  |  | 0 | 0 |  |  | 0 |  | 0 | 0
|  | -2 | 2024-25 | 0 | 0 | 0 |  |  |  | 0 | 0 |  |  | 0 |  | 0 | 0
|  | -1 | 2025-26 | 0 | 0 | 0 |  |  |  | 0 | 0 |  |  | 0 |  | 0 | 0
|  | 0 | 2026-27 | 774.0259 | 774.0259 | 774.0259 | 774.0259 |  |  |  |  | 49035240.4905 | 49035240.4905 | 0 | 0 | 1415277.0475 | 1415277.0475
|  | 1 | 2027-28 | 1713.4497 | 1663.5434 | 1645.9652 | 1645.9652 |  |  |  |  | 126726579.2346 | 121735426.7383 | 3523321.2071 | 3384554.4737 | 7750625.9325 | 7445365.9294
|  | 2 | 2028-29 | 2173.2101 | 2048.459 | 2005.3966 | 2005.3966 |  |  |  |  | 157804406.18 | 145618873.2477 | 4983764.6907 | 4598922.2758 | 11378853.6566 | 10500187.469
|  | 3 | 2029-30 | 992.7589 | 908.515 | 880.0181 | 880.0181 |  |  |  |  | 142342973.2081 | 126178059.6041 | 6566734.2878 | 5820995.3866 | 11437413.7995 | 10138545.2867
|  | 4 | 2030-31 | 777.2748 | 690.5986 | 661.8684 | 661.8684 |  |  |  |  | 372821562.863 | 317466646.6538 | 8078627.1801 | 6879147.9247 | 23269435.4733 | 19814491.3951
|  | 5 | 2031-32 | 1468.5923 | 1266.8206 | 1201.2892 | 1201.2892 |  |  |  |  | 212893057.3839 | 174143733.6106 | 9404955.9995 | 7693130.872 | 17924856.5425 | 14662297.9683
|  | 6 | 2032-33 | 2985.3081 | 2500.1485 | 2345.7665 | 2345.7665 |  |  |  |  | 143817835.5962 | 113007787.2857 | 11327394.1653 | 8900730.1843 | 19942620.2326 | 15670319.1633
|  | 7 | 2033-34 | 574.9482 | 467.4855 | 433.9839 | 433.9839 |  |  |  |  | 258913316.8763 | 195433622.3938 | 13428858.2869 | 10136405.6947 | 23190632.6107 | 17504813.5468
|  | 8 | 2034-35 | 1799.2356 | 1420.3332 | 1304.6145 | 1304.6145 |  |  |  |  | 97933265.5355 | 71010799.1176 | 15245814.9394 | 11054645.1824 | 24754912.7643 | 17949632.6183
|  | 9 | 2035-36 | 943.2539 | 722.9256 | 657.0101 | 657.0101 |  |  |  |  | 134708608.3207 | 93829366.4368 | 17207280.6804 | 11985486.7812 | 27114413.2757 | 18886159.1748
|  | 10 | 2036-37 | 1584.2946 | 1178.8639 | 1060.0556 | 1060.0556 |  |  |  |  | 109111660.4608 | 73006893.5915 | 19048720.4518 | 12745548.012 | 28736413.0515 | 19227608.1309
|  | 11 | 2037-38 | 1837.803 | 1327.668 | 1181.2476 | 1181.2476 |  |  |  |  | 125183309.2917 | 80461551.6804 | 20843479.5785 | 13397143.1079 | 30641260.2107 | 19694665.0152
|  | 12 | 2038-39 | 1380.6532 | 968.3624 | 852.4636 | 852.4636 |  |  |  |  | 83643907.547 | 51644676.2414 | 22668161.6454 | 13996116.4357 | 32177124.3522 | 19867282.8456
|  | 13 | 2039-40 | 866.8526 | 590.2845 | 514.1452 | 514.1452 |  |  |  |  | 118811184.2795 | 70468956.6076 | 24438883.9063 | 14495122.3235 | 34155810.3563 | 20258398.5042
|  | 14 | 2040-41 | 840.2327 | 555.4928 | 478.7286 | 478.7286 |  |  |  |  | 185301888.5969 | 105577076.6452 | 26148959.5826 | 14898556.7872 | 37147531.6024 | 21165071.8774
|  | 15 | 2041-42 | 1196.1716 | 767.7771 | 654.6853 | 654.6853 |  |  |  |  | 74072175.7754 | 40540972.1876 | 27846398.2011 | 15240811.3192 | 38721926.0283 | 21193174.2214
|  | 16 | 2042-43 | 835.7453 | 520.8088 | 439.4022 | 439.4022 |  |  |  |  | 62965793.8842 | 33104955.7127 | 29067059.3586 | 15282324.7895 | 40078676.8168 | 21071803.2633
|  | 17 | 2043-44 | 334.0923 | 202.1313 | 168.7346 | 168.7346 |  |  |  |  | 68254699.4452 | 34472291.771 | 30245177.4902 | 15275440.2493 | 41634687.6276 | 21027755.0316
|  | 18 | 2044-45 | 1661.3151 | 975.8475 | 806.0071 | 806.0071 |  |  |  |  | 45349908.987 | 22002057.1601 | 31364082.8822 | 15216664.3719 | 43108276.0547 | 20914501.8153
|  | 19 | 2045-46 | 254.5946 | 145.1917 | 118.6548 | 118.6548 |  |  |  |  | 169174472.7905 | 78844421.5066 | 32639647.372 | 15211834.6981 | 45853448.8063 | 21370178.2874
|  | 20 | 2046-47 | 276.0315 | 152.832 | 123.5788 | 123.5788 |  |  |  |  | 37373992.5283 | 16732271.5516 | 33559269.851 | 15024426.8336 | 47287516.1601 | 21170538.8658
|  | 21 | 2047-48 | 331.6151 | 178.2595 | 142.6163 | 142.6163 |  |  |  |  | 51698807.6626 | 22233877.4361 | 34452182.9074 | 14816697.8466 | 49263474.5609 | 21186524.5057
|  | 22 | 2048-49 | 282.8247 | 147.6041 | 116.8426 | 116.8426 |  |  |  |  | 44349143.8789 | 18321844.4342 | 35351656.7888 | 14604736.4058 | 50683754.7189 | 20938845.4451
|  | 23 | 2049-50 | 123.5149 | 62.584 | 49.0177 | 49.0177 |  |  |  |  | 59802043.7708 | 23732814.6669 | 36245371.6738 | 14384202.1815 | 52393502.2842 | 20792688.6951
|  | 24 | 2050-51 | 394.2205 | 193.9304 | 150.2871 | 150.2871 |  |  |  |  | 83814675.5143 | 31952331.9754 | 37129777.353 | 14154835.8313 | 54407816.5982 | 20741673.3089
|  | 25 | 2051-52 | 362.9226 | 173.3339 | 132.9064 | 132.9064 |  |  |  |  | 38015118.5237 | 13921566.6556 | 37951186.1566 | 13898153.8992 | 56111869.8727 | 20548801.8172
|  | 26 | 2052-53 | 48.7143 | 22.5885 | 17.1371 | 17.1371 |  |  |  |  | 107545320.3396 | 37833154.1768 | 38827769.5088 | 13659143.7501 | 58481061.9883 | 20572936.3922
|  | 27 | 2053-54 | 937.3563 | 421.9876 | 316.7634 | 316.7634 |  |  |  |  | 100192530.3951 | 33858338.9411 | 39667265.1939 | 13404868.6514 | 60871076.6887 | 20570331.3222
|  | 28 | 2054-55 | 304.5093 | 133.0939 | 98.8508 | 98.8508 |  |  |  |  | 41744875.8652 | 13551355.7853 | 40611651.9855 | 13183485.0069 | 62785107.4062 | 20381503.3785
|  | 29 | 2055-56 | 0 | 0 | 0 | 0 |  |  |  |  | 36670058.8739 | 11435112.7584 | 41481340.5111 | 12935452.5376 | 64441751.8829 | 20095378.1302
|  | 30 | 2056-57 | [8 empty] | 0 | 0
|  | 31 | 2057-58 | [8 empty] | 0 | 0
|  | 32 | 2058-59 | [8 empty] | 0 | 0
|  | 33 | 2059-60 | [8 empty] | 0 | 0
|  | 34 | 2060-61 | [8 empty] | 0 | 0
|  | 35 | 2061-62 | [8 empty] | 0 | 0
|  | 36 | 2062-63 | [8 empty] | 0 | 0
|  | 37 | 2063-64 | [8 empty] | 0 | 0
|  | 38 | 2064-65 | [8 empty] | 0 | 0
|  | 39 | 2065-66 | [8 empty] | 0 | 0
|  | 40 | 2066-67 | [8 empty] | 0 | 0
|  | 41 | 2067-68 | [8 empty] | 0 | 0
|  | 42 | 2068-69 | [8 empty] | 0 | 0
|  | 43 | 2069-70 | [8 empty] | 0 | 0
|  | 44 | 2070-71 | [8 empty] | 0 | 0
|  | 45 | 2071-72 | [8 empty] | 0 | 0
|  | 46 | 2072-73 | [8 empty] | 0 | 0
|  | 47 | 2073-74 | [8 empty] | 0 | 0
|  | 48 | 2074-75 | [8 empty] | 0 | 0
|  | 49 | 2075-76 | [8 empty] | 0 | 0
|  | 50 | 2076-77 | [8 empty] | 0 | 0
|  | 51 | 2077-78 | [8 empty] | 0 | 0
|  | 52 | 2078-79 | [8 empty] | 0 | 0
|  | 53 | 2079-80 | [8 empty] | 0 | 0
|  | 54 | 2080-81 | [8 empty] | 0 | 0
|  | 55 | 2081-82 | [8 empty] | 0 | 0
|  | 56 | 2082-83 | [8 empty] | 0 | 0
|  | 57 | 2083-84 | [8 empty] | 0 | 0
|  | 58 | 2084-85 | [8 empty] | 0 | 0
|  | 59 | 2085-86 | [8 empty] | 0 | 0
Note on F19: IPART: Either enter the Headworks/ET value calculated for the relevant service and system, or link to your agency's workings on the Headwork assets worksheet.
Note on G19: IPART: Either enter the Scheme cost allocation/ET value calculated for the relevant service and system, or link to your agency's workings on the Scheme cost allocations worksheet.
Note on F22: IPART: The headwork cost per ET has been separated from the main equation given that it will apply to all DSP's in the system for which it is calculated. This separation reduces the need to capture data, and calculate headworks for each DSP. The relevant assets would be captured in the K1/L1 and K2/L2 sections of the maximum price equation.
Note on Q38: IPART: Either enter the Ri values or link to your agency's workings on the 'Reduction amount' worksheet.
Note on T38: IPART: Either enter the Ci values or link to your agency's workings on the 'Reduction amount' worksheet.

## General inputs
GENERAL INPUTS
Regulated Agency (for setting pre-1996 discount rate) |  | Sydney Water Corporation |  | Do not delete - data validation for option at $H$5
|  |  |  | Agency name | Pre-1996 discount rate
DSP name |  | Aerotropolis |  | Central Coast Council | 0%
|  |  |  | Hunter Water Corporation | 3%
System name (allows cross checking of headworks costs) |  | Aerotropolis |  | Sydney Water Corporation | 3%
Service this DSP relates to |  | Stormwater
Do not delete - data validation for options at $H$11
Water
Timeframes |  |  | Relevant financial year | Sewerage
Stormwater
| Financial year of registration for the DSP |  | 2026-27
| Final date where assets can be commissioned | 2026-06-30 | 2025-26 | Do not delete - data validation for options at $I$16 and $I$40
2018-19
2019-20
| Date range for pre 1996 assets |  |  | 2020-21
2021-22
| First day | 1970-01-01 |  | 2022-23
| Last day | 1995-12-31 |  | 2023-24
2024-25
2025-26
2026-27
Discount rates & other |  |  |  | 2027-28
2028-29
| Rate applied to pre-1996 assets and ETs | 3% |  | 2029-30
2030-31
| Rate applied to post-1996 assets and ETs (real pre-tax WACC) | 4.1%
| Rate applied to the NPV of expected revenues and costs (real pre-tax WACC) | 4.1%
| An Equivalent Tenement (ET) is a unit that occupies X hectares of net developable area, where X = | 0.10496 |  | Do not delete - data validation for option at $H$42
$
| Forecast period (years) | 30 |  | $'000
$M
| $ base year for DSP analysis |  | 2026-27
| What $ units are used in the model | $
Note on H23: IPART: These dates have been set in the 2018 Maximum Price Determination, and should not be changed.
Note on H30: IPART: The discount rate for pre-1996 assets and ETs has been set in the 2018 Maximum Price Determination, and should not be changed.
Note on H32: IPART: The discount rates for post-1996 commissioned and uncommissioned assets and ETs should be the real pre-tax WACC used in the agencies prevailing water and sewerage price determination.
Note on H36: IPART: This is the average residential consumption from the prevailing price review.
Note on H38: IPART: The forecast period for ETs and the net operating result has been set in the 2018 Maximum Price Determination, and should not be changed.
Note on I40: IPART: All prices and costs should be entered into the template in $ of this financial year.
Note on H42: IPART: All prices and costs entered into the IPART designated input ranges in this template must be on this basis.

## Pre-1996 assets
PRE-1996 ASSETS WITH A NEXUS TO THE SERVICE FOR WHICH THE MAXIMUM PRICE IS BEING CALCULATED
Consideration must be given to the principles regarding asset exclusions presented on the 'Asset exclusions' worksheet before they are entered into the register.
Hyperlink to the 'Asset exclusions' worksheet: |  | Asset exclusions'!A1
Where this template is being used to calculate the maximum price for connecting to a Recycled Water System, refer to the following provisions of the Recycled Water Developer Charges Determination:
(a) Schedule 1, clause 2 (where the Recycled Water System is a Least Cost Servicing Solution); and
(b) Schedule 2, clause 2.2 (where the Recycled Water System is not a Least Cost Servicing Solution).
These provisions may affect the calculation of the capital charge.
Date range for assets
Start date |  | 1970-01-01
End date |  | 1995-12-31
Register of pre-1996 assets
General inputs |  |  |  | Service potential inputs |  |  | Asset value inputs
Identifier | Description | Date commissioned | Date check | DSP areas serviced by asset | Expected system-wide ETs to be serviced by this asset | Proportion of asset cost to be recovered via this DSP | Number of units or length of asset (A) | Unit of measure in (A) | MEERA value per unit/measure of length (B) ($ as at 1 July 2026) | Total MEERA value (A x B) ($, $2026-27) | MEERA value to be recovered via DSP ($, $2026-27)
|  |  | - |  |  | - |  |  |  | - | -
|  |  | - |  |  | - |  |  |  | - | -
|  |  | - |  |  | - |  |  |  | - | -
|  |  | - |  |  | - |  |  |  | - | -
|  |  | - |  |  | - |  |  |  | - | -
|  |  | - |  |  | - |  |  |  | - | -
|  |  | - |  |  | - |  |  |  | - | -
|  |  | - |  |  | - |  |  |  | - | -
|  |  | - |  |  | - |  |  |  | - | -
|  |  | - |  |  | - |  |  |  | - | -
|  |  | - |  |  | - |  |  |  | - | -
|  |  | - |  |  | - |  |  |  | - | -
|  |  | - |  |  | - |  |  |  | - | -
|  |  | - |  |  | - |  |  |  | - | -
|  |  | - |  |  | - |  |  |  | - | -
|  |  | - |  |  | - |  |  |  | - | -
|  |  | - |  |  | - |  |  |  | - | -
|  |  | - |  |  | - |  |  |  | - | -
|  |  | - |  |  | - |  |  |  | - | -
|  |  | - |  |  | - |  |  |  | - | -
|  |  | - |  |  | - |  |  |  | - | -
|  |  | - |  |  | - |  |  |  | - | -
|  |  | - |  |  | - |  |  |  | - | -
|  |  | - |  |  | - |  |  |  | - | -
|  |  | - |  |  | - |  |  |  | - | -
|  |  | - |  |  | - |  |  |  | - | -
|  |  | - |  |  | - |  |  |  | - | -
|  |  | - |  |  | - |  |  |  | - | -
|  |  | - |  |  | - |  |  |  | - | -
|  |  | - |  |  | - |  |  |  | - | -
|  |  | - |  |  | - |  |  |  | - | -
|  |  | - |  |  | - |  |  |  | - | -
|  |  | - |  |  | - |  |  |  | - | -
|  |  | - |  |  | - |  |  |  | - | -
|  |  | - |  |  | - |  |  |  | - | -
|  |  | - |  |  | - |  |  |  | - | -
|  |  | - |  |  | - |  |  |  | - | -
|  |  | - |  |  | - |  |  |  | - | -
|  |  | - |  |  | - |  |  |  | - | -
|  |  | - |  |  | - |  |  |  | - | -
|  |  | - |  |  | - |  |  |  | - | -
|  |  | - |  |  | - |  |  |  | - | -
|  |  | - |  |  | - |  |  |  | - | -
|  |  | - |  |  | - |  |  |  | - | -
|  |  | - |  |  | - |  |  |  | - | -
|  |  | - |  |  | - |  |  |  | - | -
|  |  | - |  |  | - |  |  |  | - | -
|  |  | - |  |  | - |  |  |  | - | -
|  |  | - |  |  | - |  |  |  | - | -
|  |  | - |  |  | - |  |  |  | - | -
|  |  | - |  |  | - |  |  |  | - | -
|  |  | - |  |  | - |  |  |  | - | -
|  |  | - |  |  | - |  |  |  | - | -
|  |  | - |  |  | - |  |  |  | - | -
|  |  | - |  |  | - |  |  |  | - | -
|  |  | - |  |  | - |  |  |  | - | -
|  |  | - |  |  | - |  |  |  | - | -
|  |  | - |  |  | - |  |  |  | - | -
|  |  | - |  |  | - |  |  |  | - | -
|  |  | - |  |  | - |  |  |  | - | -
|  |  | - |  |  | - |  |  |  | - | -
|  |  | - |  |  | - |  |  |  | - | -
|  |  | - |  |  | - |  |  |  | - | -
|  |  | - |  |  | - |  |  |  | - | -
|  |  | - |  |  | - |  |  |  | - | -
|  |  | - |  |  | - |  |  |  | - | -
|  |  | - |  |  | - |  |  |  | - | -
|  |  | - |  |  | - |  |  |  | - | -
|  |  | - |  |  | - |  |  |  | - | -
|  |  | - |  |  | - |  |  |  | - | -
|  |  | - |  |  | - |  |  |  | - | -
|  |  | - |  |  | - |  |  |  | - | -
|  |  | - |  |  | - |  |  |  | - | -
|  |  | - |  |  | - |  |  |  | - | -
|  |  | - |  |  | - |  |  |  | - | -
|  |  | - |  |  | - |  |  |  | - | -
|  |  | - |  |  | - |  |  |  | - | -
|  |  | - |  |  | - |  |  |  | - | -
|  |  | - |  |  | - |  |  |  | - | -
|  |  | - |  |  | - |  |  |  | - | -
|  |  | - |  |  | - |  |  |  | - | -
|  |  | - |  |  | - |  |  |  | - | -
|  |  | - |  |  | - |  |  |  | - | -
|  |  | - |  |  | - |  |  |  | - | -
|  |  | - |  |  | - |  |  |  | - | -
|  |  | - |  |  | - |  |  |  | - | -
|  |  | - |  |  | - |  |  |  | - | -
|  |  | - |  |  | - |  |  |  | - | -
|  |  | - |  |  | - |  |  |  | - | -
|  |  | - |  |  | - |  |  |  | - | -
|  |  | - |  |  | - |  |  |  | - | -
|  |  | - |  |  | - |  |  |  | - | -
|  |  | - |  |  | - |  |  |  | - | -
|  |  | - |  |  | - |  |  |  | - | -
|  |  | - |  |  | - |  |  |  | - | -
|  |  | - |  |  | - |  |  |  | - | -
|  |  | - |  |  | - |  |  |  | - | -
|  |  | - |  |  | - |  |  |  | - | -
|  |  | - |  |  | - |  |  |  | - | -
|  |  | - |  |  | - |  |  |  | - | -
|  |  | - |  |  | - |  |  |  | - | -
|  |  | - |  |  | - |  |  |  | - | -
|  |  | - |  |  | - |  |  |  | - | -
|  |  | - |  |  | - |  |  |  | - | -
|  |  | - |  |  | - |  |  |  | - | -
|  |  | - |  |  | - |  |  |  | - | -
|  |  | - |  |  | - |  |  |  | - | -
|  |  | - |  |  | - |  |  |  | - | -
|  |  | - |  |  | - |  |  |  | - | -
|  |  | - |  |  | - |  |  |  | - | -
|  |  | - |  |  | - |  |  |  | - | -
|  |  | - |  |  | - |  |  |  | - | -
|  |  | - |  |  | - |  |  |  | - | -
|  |  | - |  |  | - |  |  |  | - | -
|  |  | - |  |  | - |  |  |  | - | -
|  |  | - |  |  | - |  |  |  | - | -
|  |  | - |  |  | - |  |  |  | - | -
|  |  | - |  |  | - |  |  |  | - | -
|  |  | - |  |  | - |  |  |  | - | -
|  |  | - |  |  | - |  |  |  | - | -
|  |  | - |  |  | - |  |  |  | - | -
|  |  | - |  |  | - |  |  |  | - | -
|  |  | - |  |  | - |  |  |  | - | -
|  |  | - |  |  | - |  |  |  | - | -
|  |  | - |  |  | - |  |  |  | - | -
|  |  | - |  |  | - |  |  |  | - | -
|  |  | - |  |  | - |  |  |  | - | -
|  |  | - |  |  | - |  |  |  | - | -
|  |  | - |  |  | - |  |  |  | - | -
|  |  | - |  |  | - |  |  |  | - | -
|  |  | - |  |  | - |  |  |  | - | -
|  |  | - |  |  | - |  |  |  | - | -
|  |  | - |  |  | - |  |  |  | - | -
|  |  | - |  |  | - |  |  |  | - | -
|  |  | - |  |  | - |  |  |  | - | -
|  |  | - |  |  | - |  |  |  | - | -
|  |  | - |  |  | - |  |  |  | - | -
|  |  | - |  |  | - |  |  |  | - | -
|  |  | - |  |  | - |  |  |  | - | -
|  |  | - |  |  | - |  |  |  | - | -
|  |  | - |  |  | - |  |  |  | - | -
|  |  | - |  |  | - |  |  |  | - | -
|  |  | - |  |  | - |  |  |  | - | -
|  |  | - |  |  | - |  |  |  | - | -
|  |  | - |  |  | - |  |  |  | - | -
|  |  | - |  |  | - |  |  |  | - | -
|  |  | - |  |  | - |  |  |  | - | -
|  |  | - |  |  | - |  |  |  | - | -
|  |  | - |  |  | - |  |  |  | - | -
|  |  | - |  |  | - |  |  |  | - | -
|  |  | - |  |  | - |  |  |  | - | -
|  |  | - |  |  | - |  |  |  | - | -
|  |  | - |  |  | - |  |  |  | - | -
|  |  | - |  |  | - |  |  |  | - | -
|  |  | - |  |  | - |  |  |  | - | -
|  |  | - |  |  | - |  |  |  | - | -
|  |  | - |  |  | - |  |  |  | - | -
|  |  | - |  |  | - |  |  |  | - | -
|  |  | - |  |  | - |  |  |  | - | -
|  |  | - |  |  | - |  |  |  | - | -
|  |  | - |  |  | - |  |  |  | - | -
|  |  | - |  |  | - |  |  |  | - | -
|  |  | - |  |  | - |  |  |  | - | -
|  |  | - |  |  | - |  |  |  | - | -
|  |  | - |  |  | - |  |  |  | - | -
|  |  | - |  |  | - |  |  |  | - | -
|  |  | - |  |  | - |  |  |  | - | -
|  |  | - |  |  | - |  |  |  | - | -
|  |  | - |  |  | - |  |  |  | - | -
|  |  | - |  |  | - |  |  |  | - | -
|  |  | - |  |  | - |  |  |  | - | -
|  |  | - |  |  | - |  |  |  | - | -
|  |  | - |  |  | - |  |  |  | - | -
|  |  | - |  |  | - |  |  |  | - | -
|  |  | - |  |  | - |  |  |  | - | -
|  |  | - |  |  | - |  |  |  | - | -
|  |  | - |  |  | - |  |  |  | - | -
|  |  | - |  |  | - |  |  |  | - | -
|  |  | - |  |  | - |  |  |  | - | -
|  |  | - |  |  | - |  |  |  | - | -
|  |  | - |  |  | - |  |  |  | - | -
|  |  | - |  |  | - |  |  |  | - | -
|  |  | - |  |  | - |  |  |  | - | -
|  |  | - |  |  | - |  |  |  | - | -
|  |  | - |  |  | - |  |  |  | - | -
|  |  | - |  |  | - |  |  |  | - | -
|  |  | - |  |  | - |  |  |  | - | -
|  |  | - |  |  | - |  |  |  | - | -
|  |  | - |  |  | - |  |  |  | - | -
|  |  | - |  |  | - |  |  |  | - | -
|  |  | - |  |  | - |  |  |  | - | -
|  |  | - |  |  | - |  |  |  | - | -
|  |  | - |  |  | - |  |  |  | - | -
|  |  | - |  |  | - |  |  |  | - | -
|  |  | - |  |  | - |  |  |  | - | -
|  |  | - |  |  | - |  |  |  | - | -
| Add rows above this point as required and copy formula down. It is important to add rows above this point as this will ensure the formula on the 'MP Calculations' worksheet will incorporate the information included in the additional rows. |  | - |  |  | - |  |  |  | - | -
[10 empty] | Total | 0
Note on C21: Greg McLennan: Eg, name or identification number.
Note on D21: Greg McLennan: Address nexus to DSP, eg, mains pipe required to transport water from point 'A' to point 'B' to facilitate water distribution in region '1', '2', and '3'.
Note on I21: Greg McLennan: This is not the capacity of the asset in ETs, but the number of ETs which the asset will service. The intention is to apportion the cost of the asset over the ETs which will receive a service from the asset.

## Post-1996 commissioned assets
POST-1996 COMMISSIONED ASSETS WITH A NEXUS TO THE SERVICE FOR WHICH THE MAXIMUM PRICE IS BEING CALCULATED
Consideration must be given to the principles regarding asset exclusions presented on the 'Asset exclusions' worksheet before they are entered into the register.
Hyperlink to the 'Asset exclusions' worksheet: |  | Asset exclusions'!A1
Where this template is being used to calculate the maximum price for connecting to a Recycled Water System, refer to the following provisions of the Recycled Water Developer Charges Determination:
(a) Schedule 1, clause 2 (where the Recycled Water System is a Least Cost Servicing Solution); and
(b) Schedule 2, clause 2.2 (where the Recycled Water System is not a Least Cost Servicing Solution).
These provisions may affect the calculation of the capital charge.
Date range for assets
Start date |  | 1996-01-01
End date |  | 2026-06-30
Register of post-1996 commissioned assets
General inputs |  |  |  | Service potential inputs |  |  | Asset value inputs
Identifier | Description | Date commissioned | Financial year of commissioning | DSP areas serviced by asset | Expected system-wide ETs to be serviced by this asset | Proportion of asset cost to be recovered via this DSP | Number of units or length of asset (A) | Unit of measure in (A) | MEERA value per unit/measure of length (B) ($ as at 1 July 2026) | Total MEERA value (A x B) ($, $2026-27) | MEERA value to be recovered via DSP ($, $2026-27)
|  |  | - |  |  | - |  |  |  |  | 0
|  |  | - |  |  | - |  |  |  |  | 0
|  |  | - |  |  | - |  |  |  |  | 0
|  |  | - |  |  | - |  |  |  | - | -
|  |  | - |  |  | - |  |  |  | - | -
|  |  | - |  |  | - |  |  |  | - | -
|  |  | - |  |  | - |  |  |  | - | -
|  |  | - |  |  | - |  |  |  | - | -
|  |  | - |  |  | - |  |  |  | - | -
|  |  | - |  |  | - |  |  |  | - | -
|  |  | - |  |  | - |  |  |  | - | -
|  |  | - |  |  | - |  |  |  | - | -
|  |  | - |  |  | - |  |  |  | - | -
|  |  | - |  |  | - |  |  |  | - | -
|  |  | - |  |  | - |  |  |  | - | -
|  |  | - |  |  | - |  |  |  | - | -
|  |  | - |  |  | - |  |  |  | - | -
|  |  | - |  |  | - |  |  |  | - | -
|  |  | - |  |  | - |  |  |  | - | -
|  |  | - |  |  | - |  |  |  | - | -
|  |  | - |  |  | - |  |  |  | - | -
|  |  | - |  |  | - |  |  |  | - | -
|  |  | - |  |  | - |  |  |  | - | -
|  |  | - |  |  | - |  |  |  | - | -
|  |  | - |  |  | - |  |  |  | - | -
|  |  | - |  |  | - |  |  |  | - | -
|  |  | - |  |  | - |  |  |  | - | -
|  |  | - |  |  | - |  |  |  | - | -
|  |  | - |  |  | - |  |  |  | - | -
|  |  | - |  |  | - |  |  |  | - | -
|  |  | - |  |  | - |  |  |  | - | -
|  |  | - |  |  | - |  |  |  | - | -
|  |  | - |  |  | - |  |  |  | - | -
|  |  | - |  |  | - |  |  |  | - | -
|  |  | - |  |  | - |  |  |  | - | -
|  |  | - |  |  | - |  |  |  | - | -
|  |  | - |  |  | - |  |  |  | - | -
|  |  | - |  |  | - |  |  |  | - | -
|  |  | - |  |  | - |  |  |  | - | -
|  |  | - |  |  | - |  |  |  | - | -
|  |  | - |  |  | - |  |  |  | - | -
|  |  | - |  |  | - |  |  |  | - | -
|  |  | - |  |  | - |  |  |  | - | -
|  |  | - |  |  | - |  |  |  | - | -
|  |  | - |  |  | - |  |  |  | - | -
|  |  | - |  |  | - |  |  |  | - | -
|  |  | - |  |  | - |  |  |  | - | -
|  |  | - |  |  | - |  |  |  | - | -
|  |  | - |  |  | - |  |  |  | - | -
|  |  | - |  |  | - |  |  |  | - | -
|  |  | - |  |  | - |  |  |  | - | -
|  |  | - |  |  | - |  |  |  | - | -
|  |  | - |  |  | - |  |  |  | - | -
|  |  | - |  |  | - |  |  |  | - | -
|  |  | - |  |  | - |  |  |  | - | -
|  |  | - |  |  | - |  |  |  | - | -
|  |  | - |  |  | - |  |  |  | - | -
|  |  | - |  |  | - |  |  |  | - | -
|  |  | - |  |  | - |  |  |  | - | -
|  |  | - |  |  | - |  |  |  | - | -
|  |  | - |  |  | - |  |  |  | - | -
|  |  | - |  |  | - |  |  |  | - | -
|  |  | - |  |  | - |  |  |  | - | -
|  |  | - |  |  | - |  |  |  | - | -
|  |  | - |  |  | - |  |  |  | - | -
|  |  | - |  |  | - |  |  |  | - | -
|  |  | - |  |  | - |  |  |  | - | -
|  |  | - |  |  | - |  |  |  | - | -
|  |  | - |  |  | - |  |  |  | - | -
|  |  | - |  |  | - |  |  |  | - | -
|  |  | - |  |  | - |  |  |  | - | -
|  |  | - |  |  | - |  |  |  | - | -
|  |  | - |  |  | - |  |  |  | - | -
|  |  | - |  |  | - |  |  |  | - | -
|  |  | - |  |  | - |  |  |  | - | -
|  |  | - |  |  | - |  |  |  | - | -
|  |  | - |  |  | - |  |  |  | - | -
|  |  | - |  |  | - |  |  |  | - | -
|  |  | - |  |  | - |  |  |  | - | -
|  |  | - |  |  | - |  |  |  | - | -
|  |  | - |  |  | - |  |  |  | - | -
|  |  | - |  |  | - |  |  |  | - | -
|  |  | - |  |  | - |  |  |  | - | -
|  |  | - |  |  | - |  |  |  | - | -
|  |  | - |  |  | - |  |  |  | - | -
|  |  | - |  |  | - |  |  |  | - | -
|  |  | - |  |  | - |  |  |  | - | -
|  |  | - |  |  | - |  |  |  | - | -
|  |  | - |  |  | - |  |  |  | - | -
|  |  | - |  |  | - |  |  |  | - | -
|  |  | - |  |  | - |  |  |  | - | -
|  |  | - |  |  | - |  |  |  | - | -
|  |  | - |  |  | - |  |  |  | - | -
|  |  | - |  |  | - |  |  |  | - | -
|  |  | - |  |  | - |  |  |  | - | -
|  |  | - |  |  | - |  |  |  | - | -
|  |  | - |  |  | - |  |  |  | - | -
|  |  | - |  |  | - |  |  |  | - | -
|  |  | - |  |  | - |  |  |  | - | -
|  |  | - |  |  | - |  |  |  | - | -
|  |  | - |  |  | - |  |  |  | - | -
|  |  | - |  |  | - |  |  |  | - | -
|  |  | - |  |  | - |  |  |  | - | -
|  |  | - |  |  | - |  |  |  | - | -
|  |  | - |  |  | - |  |  |  | - | -
|  |  | - |  |  | - |  |  |  | - | -
|  |  | - |  |  | - |  |  |  | - | -
|  |  | - |  |  | - |  |  |  | - | -
|  |  | - |  |  | - |  |  |  | - | -
|  |  | - |  |  | - |  |  |  | - | -
|  |  | - |  |  | - |  |  |  | - | -
|  |  | - |  |  | - |  |  |  | - | -
|  |  | - |  |  | - |  |  |  | - | -
|  |  | - |  |  | - |  |  |  | - | -
|  |  | - |  |  | - |  |  |  | - | -
|  |  | - |  |  | - |  |  |  | - | -
|  |  | - |  |  | - |  |  |  | - | -
|  |  | - |  |  | - |  |  |  | - | -
|  |  | - |  |  | - |  |  |  | - | -
|  |  | - |  |  | - |  |  |  | - | -
|  |  | - |  |  | - |  |  |  | - | -
|  |  | - |  |  | - |  |  |  | - | -
|  |  | - |  |  | - |  |  |  | - | -
|  |  | - |  |  | - |  |  |  | - | -
|  |  | - |  |  | - |  |  |  | - | -
|  |  | - |  |  | - |  |  |  | - | -
|  |  | - |  |  | - |  |  |  | - | -
|  |  | - |  |  | - |  |  |  | - | -
|  |  | - |  |  | - |  |  |  | - | -
|  |  | - |  |  | - |  |  |  | - | -
|  |  | - |  |  | - |  |  |  | - | -
|  |  | - |  |  | - |  |  |  | - | -
|  |  | - |  |  | - |  |  |  | - | -
|  |  | - |  |  | - |  |  |  | - | -
|  |  | - |  |  | - |  |  |  | - | -
|  |  | - |  |  | - |  |  |  | - | -
|  |  | - |  |  | - |  |  |  | - | -
|  |  | - |  |  | - |  |  |  | - | -
|  |  | - |  |  | - |  |  |  | - | -
|  |  | - |  |  | - |  |  |  | - | -
|  |  | - |  |  | - |  |  |  | - | -
|  |  | - |  |  | - |  |  |  | - | -
|  |  | - |  |  | - |  |  |  | - | -
|  |  | - |  |  | - |  |  |  | - | -
|  |  | - |  |  | - |  |  |  | - | -
|  |  | - |  |  | - |  |  |  | - | -
|  |  | - |  |  | - |  |  |  | - | -
|  |  | - |  |  | - |  |  |  | - | -
|  |  | - |  |  | - |  |  |  | - | -
|  |  | - |  |  | - |  |  |  | - | -
|  |  | - |  |  | - |  |  |  | - | -
|  |  | - |  |  | - |  |  |  | - | -
|  |  | - |  |  | - |  |  |  | - | -
|  |  | - |  |  | - |  |  |  | - | -
|  |  | - |  |  | - |  |  |  | - | -
|  |  | - |  |  | - |  |  |  | - | -
|  |  | - |  |  | - |  |  |  | - | -
|  |  | - |  |  | - |  |  |  | - | -
|  |  | - |  |  | - |  |  |  | - | -
|  |  | - |  |  | - |  |  |  | - | -
|  |  | - |  |  | - |  |  |  | - | -
|  |  | - |  |  | - |  |  |  | - | -
|  |  | - |  |  | - |  |  |  | - | -
|  |  | - |  |  | - |  |  |  | - | -
|  |  | - |  |  | - |  |  |  | - | -
|  |  | - |  |  | - |  |  |  | - | -
|  |  | - |  |  | - |  |  |  | - | -
|  |  | - |  |  | - |  |  |  | - | -
|  |  | - |  |  | - |  |  |  | - | -
|  |  | - |  |  | - |  |  |  | - | -
|  |  | - |  |  | - |  |  |  | - | -
|  |  | - |  |  | - |  |  |  | - | -
|  |  | - |  |  | - |  |  |  | - | -
|  |  | - |  |  | - |  |  |  | - | -
|  |  | - |  |  | - |  |  |  | - | -
|  |  | - |  |  | - |  |  |  | - | -
|  |  | - |  |  | - |  |  |  | - | -
|  |  | - |  |  | - |  |  |  | - | -
|  |  | - |  |  | - |  |  |  | - | -
|  |  | - |  |  | - |  |  |  | - | -
|  |  | - |  |  | - |  |  |  | - | -
|  |  | - |  |  | - |  |  |  | - | -
|  |  | - |  |  | - |  |  |  | - | -
|  |  | - |  |  | - |  |  |  | - | -
|  |  | - |  |  | - |  |  |  | - | -
|  |  | - |  |  | - |  |  |  | - | -
|  |  | - |  |  | - |  |  |  | - | -
|  |  | - |  |  | - |  |  |  | - | -
|  |  | - |  |  | - |  |  |  | - | -
|  |  | - |  |  | - |  |  |  | - | -
|  |  | - |  |  | - |  |  |  | - | -
|  |  | - |  |  | - |  |  |  | - | -
|  |  | - |  |  | - |  |  |  | - | -
|  |  | - |  |  | - |  |  |  | - | -
|  |  | - |  |  | - |  |  |  | - | -
|  |  | - |  |  | - |  |  |  | - | -
| Add rows above this point as required and copy formula down. It is important to add rows above this point as this will ensure the formula on the 'MP Calculations' worksheet will incorporate the information included in the additional rows. |  | - |  |  | - |  |  |  | - | -
Note on C21: Greg McLennan: Eg, name or identification number.
Note on D21: Greg McLennan: Address nexus to DSP, eg, mains pipe required to transport water from point 'A' to point 'B' to facilitate water distribution in region '1', '2', and '3'.
Note on I21: Greg McLennan: This is not the capacity of the asset in ETs, but the number of ETs which the asset will service. The intention is to apportion the cost of the asset over the ETs which will receive a service from the asset.

## Uncommissioned assets
POST-1996 UNCOMMISSIONED ASSETS WITH A NEXUS TO THE SERVICE FOR WHICH THE MAXIMUM PRICE IS BEING CALCULATED
Consideration must be given to the principles regarding asset exclusions presented on the 'Asset exclusions' worksheet before they are entered into the register.
Hyperlink to the 'Asset exclusions' worksheet: |  | Asset exclusions'!A1
Where this template is being used to calculate the maximum price for connecting to a Recycled Water System, refer to the following provisions of the Recycled Water Developer Charges Determination:
(a) Schedule 1, clause 2 (where the Recycled Water System is a Least Cost Servicing Solution); and
(b) Schedule 2, clause 2.2 (where the Recycled Water System is not a Least Cost Servicing Solution).
These provisions may affect the calculation of the capital charge.
Date range for assets
Start date |  | 2026-07-01
Register of uncommissioned assets
General inputs |  |  |  | Service potential inputs |  |  | Asset value inputs
Identifier | Description | Date commissioned | Financial year of commissioning | DSP areas serviced by asset | Expected system-wide ETs to be serviced by this asset | Proportion of asset cost to be recovered via this DSP | Number of units or length of asset (A) | Unit of measure in (A) | MEERA value per unit/measure of length (B) ($ as at 1 July 2026) | Total MEERA value (A x B) ($, $2026-27) | MEERA value to be recovered via DSP ($, $2026-27)
| Net land purchases from landowners experiencing hardship (including hardship disinvestment) | 2026-07-01 | 2026-27 | Aerotropolis | 28055.5219 | 100% |  |  |  | 26997313.4268 | 26997313.4268
| Planning Costs - profressional services , design development and overhead and admin costs | 2026-07-01 | 2026-27 | Aerotropolis | 28055.5219 | 100% |  |  |  | 6150854.6039 | 6150854.6039
| Pressure Main - Greenfield - Type L - Stabilised Sand / Select - oPVC PN16 - DN250 - 1.5m deep | 2026-07-01 | 2026-27 | Aerotropolis | 28055.5219 | 100% |  |  |  | 2995569.3145 | 2995569.3145
| Pressure Main - Greenfield - Type L - Stabilised Sand / Select - DICL PN35 - DN300 - 1.5m deep | 2026-07-01 | 2026-27 | Aerotropolis | 28055.5219 | 100% |  |  |  | 4311449.0941 | 4311449.0941
| Pressure Main - Greenfield - Type L - Stabilised Sand / Select - DICL PN35 - DN375 - 1.6m deep | 2026-07-01 | 2026-27 | Aerotropolis | 28055.5219 | 100% |  |  |  | 1082104.6332 | 1082104.6332
| Pressure Main - Greenfield - Type L - Stabilised Sand / Select - DICL PN35 - DN450- 1.7m deep | 2026-07-01 | 2026-27 | Aerotropolis | 28055.5219 | 100% |  |  |  | 2574661.1663 | 2574661.1663
| Pressure Main - Greenfield - Type L - Stabilised Sand / Select - DICL PN35 - DN500 - 1.8m deep | 2026-07-01 | 2026-27 | Aerotropolis | 28055.5219 | 100% |  |  |  | 1286697.007 | 1286697.007
| Pressure Main - Greenfield - Type L - Stabilised Sand / Select - DICL PN35 - DN600 - 1.9m deep. | 2026-07-01 | 2026-27 | Aerotropolis | 28055.5219 | 100% |  |  |  | 860182.8023 | 860182.8023
| Pressure Main - Greenfield - Type L - Stabilised Sand / Select - DICL PN35 - DN750 - 2.0m deep. | 2026-07-01 | 2026-27 | Aerotropolis | 28055.5219 | 100% |  |  |  | 2776408.4424 | 2776408.4424
| Outlet Channels - 10m wide - 15 drops / km (0.5% fall) | 2027-07-01 | 2027-28 | Aerotropolis | 28055.5219 | 100% |  |  |  | 316380.8594 | 316380.8594
| Trunk Drainage - 20m wide - 15 drops / km (0.5% fall) | 2027-07-01 | 2027-28 | Aerotropolis | 28055.5219 | 100% |  |  |  | 1200080.1536 | 1200080.1536
| Trunk Drainage - 30m wide - 15 drops / km (0.5% fall) | 2027-07-01 | 2027-28 | Aerotropolis | 28055.5219 | 100% |  |  |  | 32608.9897 | 32608.9897
| Waterways - Full creek realignment / reconstruction | 2027-07-01 | 2027-28 | Aerotropolis | 28055.5219 | 100% |  |  |  | 84510.5932 | 84510.5932
| Waterways - Improvements & Revegetation | 2027-07-01 | 2027-28 | Aerotropolis | 28055.5219 | 100% |  |  |  | 394234.9297 | 394234.9297
| Waterways - Protection & Revegetation | 2027-07-01 | 2027-28 | Aerotropolis | 28055.5219 | 100% |  |  |  | 121922.9695 | 121922.9695
| Waterways - Dam dewatering & Revegetation | 2027-07-01 | 2027-28 | Aerotropolis | 28055.5219 | 100% |  |  |  | 100047.6203 | 100047.6203
| Basin_AC_BC21 | 2027-07-01 | 2027-28 | Aerotropolis | 28055.5219 | 100% |  |  |  | 7466091.508 | 7466091.508
| Basin_AC_BC23A | 2027-07-01 | 2027-28 | Aerotropolis | 28055.5219 | 100% |  |  |  | 4666198.568 | 4666198.568
| Basin_AC_TC09A | 2027-07-01 | 2027-28 | Aerotropolis | 28055.5219 | 100% |  |  |  | 24032049.5166 | 24032049.5166
| Basin_AC_TC09B | 2027-07-01 | 2027-28 | Aerotropolis | 28055.5219 | 100% |  |  |  | 9580809.6931 | 9580809.6931
| Basin_Ag_CC19 | 2027-07-01 | 2027-28 | Aerotropolis | 28055.5219 | 100% |  |  |  | 7772267.6602 | 7772267.6602
| Pressure Main - Greenfield - Type B - Bedding Sand / Select - PE100 - DN050 - 1.0m deep | 2027-07-01 | 2027-28 | Aerotropolis | 28055.5219 | 100% |  |  |  | 43002.0159 | 43002.0159
| Pressure Main - Greenfield - Type B - Bedding Sand / Select - PE100 - DN063 - 1.0m deep | 2027-07-01 | 2027-28 | Aerotropolis | 28055.5219 | 100% |  |  |  | 136702.3309 | 136702.3309
| Pressure Main - Greenfield - Type B - Bedding Sand / Select - PE100 - DN075 - 1.0m deep | 2027-07-01 | 2027-28 | Aerotropolis | 28055.5219 | 100% |  |  |  | 19490.939 | 19490.939
| Pressure Main - Greenfield - Type B - Bedding Sand / Select - PE100 - DN090 - 1.0m deep | 2027-07-01 | 2027-28 | Aerotropolis | 28055.5219 | 100% |  |  |  | 232253.9559 | 232253.9559
| Pressure Main - Greenfield - Type B - Bedding Sand / Select - PE100 - DN110 - 1.1m deep | 2027-07-01 | 2027-28 | Aerotropolis | 28055.5219 | 100% |  |  |  | 119165.2083 | 119165.2083
| Pressure Main - Greenfield - Type B - Bedding Sand / Select - PE100 - DN125 - 1.1m deep | 2027-07-01 | 2027-28 | Aerotropolis | 28055.5219 | 100% |  |  |  | 316022.1277 | 316022.1277
| Pressure Main - Greenfield - Type B - Bedding Sand / Select - PE100 - DN140 - 1.2m deep | 2027-07-01 | 2027-28 | Aerotropolis | 28055.5219 | 100% |  |  |  | 236760.4821 | 236760.4821
| Pressure Main - Greenfield - Type B - Bedding Sand / Select - PE100 - DN160 - 1.2m deep | 2027-07-01 | 2027-28 | Aerotropolis | 28055.5219 | 100% |  |  |  | 89274.881 | 89274.881
| Pressure Main - Greenfield - Type B - Bedding Sand / Select - PE100 - DN180 - 1.3m deep | 2027-07-01 | 2027-28 | Aerotropolis | 28055.5219 | 100% |  |  |  | 217483.2734 | 217483.2734
| Pressure Main - Greenfield - Type B - Bedding Sand / Select - PE100 - DN200 - 1.3m deep | 2027-07-01 | 2027-28 | Aerotropolis | 28055.5219 | 100% |  |  |  | 451285.4765 | 451285.4765
| Pressure Main - Greenfield - Type B - Bedding Sand / Select - PE100 - DN225 - 1.3m deep | 2027-07-01 | 2027-28 | Aerotropolis | 28055.5219 | 100% |  |  |  | 253623.9033 | 253623.9033
| Pressure Main - Greenfield - Type B - Bedding Sand / Select - PE100 - DN250 - 1.4m deep | 2027-07-01 | 2027-28 | Aerotropolis | 28055.5219 | 100% |  |  |  | 325086.3978 | 325086.3978
| Pressure Main - Greenfield - Type B - Bedding Sand / Select - PE100 - DN355 - 1.5m deep | 2027-07-01 | 2027-28 | Aerotropolis | 28055.5219 | 100% |  |  |  | 588268.416 | 588268.416
| Pressure Main - Greenfield - Type B - Bedding Sand / Select - PE100 - DN450 - 1.6m deep | 2027-07-01 | 2027-28 | Aerotropolis | 28055.5219 | 100% |  |  |  | 1651246.7712 | 1651246.7712
| Pressure Main - Greenfield - Type B - Bedding Sand / Select - PE100 - DN500 - 1.7m deep | 2027-07-01 | 2027-28 | Aerotropolis | 28055.5219 | 100% |  |  |  | 179108.3721 | 179108.3721
| Pressure Main - Greenfield - Type B - Bedding Sand / Select - PE100 - DN710 - 1.8m deep | 2027-07-01 | 2027-28 | Aerotropolis | 28055.5219 | 100% |  |  |  | 265809.6237 | 265809.6237
| E/O allowances for HDD Trenchless Crossings | 2027-07-01 | 2027-28 | Aerotropolis | 28055.5219 | 100% |  |  |  | 564014.819 | 564014.819
| Air Valves on lines > 300 (500m spacing) | 2027-07-01 | 2027-28 | Aerotropolis | 28055.5219 | 100% |  |  |  | 57202.518 | 57202.518
| Scour Valves on lines > 300 (500m spacing) | 2027-07-01 | 2027-28 | Aerotropolis | 28055.5219 | 100% |  |  |  | 173080.5801 | 173080.5801
| Hydrants on lines < 300 (200m spacing) | 2027-07-01 | 2027-28 | Aerotropolis | 28055.5219 | 100% |  |  |  | 79401.3362 | 79401.3362
| Section Valves on all lines (1000m spacing) | 2027-07-01 | 2027-28 | Aerotropolis | 28055.5219 | 100% |  |  |  | 156740.6903 | 156740.6903
| Pressure Main - Greenfield - Type B - Bedding Sand / Select - PE100 - DN180 - 1.3m deep. | 2027-07-01 | 2027-28 | Aerotropolis | 28055.5219 | 100% |  |  |  | 43326.5078 | 43326.5078
| Pressure Main - Greenfield - Type B - Bedding Sand / Select - PE100 - DN280 - 1.4m deep | 2027-07-01 | 2027-28 | Aerotropolis | 28055.5219 | 100% |  |  |  | 99164.244 | 99164.244
| Pressure Main - Greenfield - Type B - Bedding Sand / Select - PE100 - DN315 - 1.5m deep | 2027-07-01 | 2027-28 | Aerotropolis | 28055.5219 | 100% |  |  |  | 163629.1349 | 163629.1349
| Pressure Main - Greenfield - Type B - Bedding Sand / Select - PE100 - DN400 - 1.6m deep | 2027-07-01 | 2027-28 | Aerotropolis | 28055.5219 | 100% |  |  |  | 39161.3978 | 39161.3978
| Pressure Main - Greenfield - Type B - Bedding Sand / Select - PE100 - DN560 - 1.8m deep | 2027-07-01 | 2027-28 | Aerotropolis | 28055.5219 | 100% |  |  |  | 303665.8114 | 303665.8114
| Pressure Main - Greenfield - Type L - Stabilised Sand / Select - oPVC PN16 - DN250 - 1.5m deep | 2027-07-01 | 2027-28 | Aerotropolis | 28055.5219 | 100% |  |  |  | 4079538.1928 | 4079538.1928
| Pressure Main - Greenfield - Type L - Stabilised Sand / Select - DICL PN35 - DN300 - 1.5m deep | 2027-07-01 | 2027-28 | Aerotropolis | 28055.5219 | 100% |  |  |  | 5871578.7883 | 5871578.7883
| Pressure Main - Greenfield - Type L - Stabilised Sand / Select - DICL PN35 - DN375 - 1.6m deep | 2027-07-01 | 2027-28 | Aerotropolis | 28055.5219 | 100% |  |  |  | 1473672.1859 | 1473672.1859
| Pressure Main - Greenfield - Type L - Stabilised Sand / Select - DICL PN35 - DN450- 1.7m deep | 2027-07-01 | 2027-28 | Aerotropolis | 28055.5219 | 100% |  |  |  | 3506321.3229 | 3506321.3229
| Pressure Main - Greenfield - Type L - Stabilised Sand / Select - DICL PN35 - DN500 - 1.8m deep | 2027-07-01 | 2027-28 | Aerotropolis | 28055.5219 | 100% |  |  |  | 1752297.8211 | 1752297.8211
| Pressure Main - Greenfield - Type L - Stabilised Sand / Select - DICL PN35 - DN600 - 1.9m deep. | 2027-07-01 | 2027-28 | Aerotropolis | 28055.5219 | 100% |  |  |  | 1171446.3017 | 1171446.3017
| Pressure Main - Greenfield - Type L - Stabilised Sand / Select - DICL PN35 - DN750 - 2.0m deep. | 2027-07-01 | 2027-28 | Aerotropolis | 28055.5219 | 100% |  |  |  | 3781072.3408 | 3781072.3408
| Ordinary Land Purchase | 2027-07-01 | 2027-28 | Aerotropolis | 28055.5219 | 100% |  |  |  | 42519478.0056 | 42519478.0056
| Trunk Drainage - 20m wide - 15 drops / km (0.5% fall) | 2028-07-01 | 2028-29 | Aerotropolis | 28055.5219 | 100% |  |  |  | 680372.7815 | 680372.7815
| Trunk Drainage - 25m wide - 15 drops / km (0.5% fall) | 2028-07-01 | 2028-29 | Aerotropolis | 28055.5219 | 100% |  |  |  | 187367.3708 | 187367.3708
| Basin_AC_BC25B | 2028-07-01 | 2028-29 | Aerotropolis | 28055.5219 | 100% |  |  |  | 4249969.419 | 4249969.419
| Basin_Ag_CC13A | 2028-07-01 | 2028-29 | Aerotropolis | 28055.5219 | 100% |  |  |  | 8559028.0886 | 8559028.0886
| Basin_Ag_CC13B | 2028-07-01 | 2028-29 | Aerotropolis | 28055.5219 | 100% |  |  |  | 3510245.4877 | 3510245.4877
| Basin_Ag_CC14 | 2028-07-01 | 2028-29 | Aerotropolis | 28055.5219 | 100% |  |  |  | 8665658.5159 | 8665658.5159
| Basin_Ag_CC15 | 2028-07-01 | 2028-29 | Aerotropolis | 28055.5219 | 100% |  |  |  | 7847101.3188 | 7847101.3188
| Basin_NG_CC12 | 2028-07-01 | 2028-29 | Aerotropolis | 28055.5219 | 100% |  |  |  | 8542475.2354 | 8542475.2354
| Basin_NG_CC13 | 2028-07-01 | 2028-29 | Aerotropolis | 28055.5219 | 100% |  |  |  | 6344480.2825 | 6344480.2825
| Basin_NG_CC26 | 2028-07-01 | 2028-29 | Aerotropolis | 28055.5219 | 100% |  |  |  | 3272224.7694 | 3272224.7694
| GDC_Lake Duncan | 2028-07-01 | 2028-29 | Aerotropolis | 28055.5219 | 100% |  |  |  | 10843018.818 | 10843018.818
| Pressure Main - Greenfield - Type B - Bedding Sand / Select - PE100 - DN050 - 1.0m deep | 2028-07-01 | 2028-29 | Aerotropolis | 28055.5219 | 100% |  |  |  | 27209.1596 | 27209.1596
| Pressure Main - Greenfield - Type B - Bedding Sand / Select - PE100 - DN063 - 1.0m deep | 2028-07-01 | 2028-29 | Aerotropolis | 28055.5219 | 100% |  |  |  | 53438.9773 | 53438.9773
| Pressure Main - Greenfield - Type B - Bedding Sand / Select - PE100 - DN075 - 1.0m deep | 2028-07-01 | 2028-29 | Aerotropolis | 28055.5219 | 100% |  |  |  | 20788.301 | 20788.301
| Pressure Main - Greenfield - Type B - Bedding Sand / Select - PE100 - DN090 - 1.0m deep | 2028-07-01 | 2028-29 | Aerotropolis | 28055.5219 | 100% |  |  |  | 678347.0699 | 678347.0699
| Pressure Main - Greenfield - Type B - Bedding Sand / Select - PE100 - DN110 - 1.1m deep | 2028-07-01 | 2028-29 | Aerotropolis | 28055.5219 | 100% |  |  |  | 330366.0019 | 330366.0019
| Pressure Main - Greenfield - Type B - Bedding Sand / Select - PE100 - DN125 - 1.1m deep | 2028-07-01 | 2028-29 | Aerotropolis | 28055.5219 | 100% |  |  |  | 144188.4255 | 144188.4255
| Pressure Main - Greenfield - Type B - Bedding Sand / Select - PE100 - DN140 - 1.2m deep | 2028-07-01 | 2028-29 | Aerotropolis | 28055.5219 | 100% |  |  |  | 191198.5887 | 191198.5887
| Pressure Main - Greenfield - Type B - Bedding Sand / Select - PE100 - DN160 - 1.2m deep | 2028-07-01 | 2028-29 | Aerotropolis | 28055.5219 | 100% |  |  |  | 260553.1581 | 260553.1581
| Pressure Main - Greenfield - Type B - Bedding Sand / Select - PE100 - DN180 - 1.3m deep | 2028-07-01 | 2028-29 | Aerotropolis | 28055.5219 | 100% |  |  |  | 278106.7599 | 278106.7599
| Pressure Main - Greenfield - Type B - Bedding Sand / Select - PE100 - DN200 - 1.3m deep | 2028-07-01 | 2028-29 | Aerotropolis | 28055.5219 | 100% |  |  |  | 80012.4869 | 80012.4869
| Pressure Main - Greenfield - Type B - Bedding Sand / Select - PE100 - DN225 - 1.3m deep | 2028-07-01 | 2028-29 | Aerotropolis | 28055.5219 | 100% |  |  |  | 238397.1956 | 238397.1956
| Pressure Main - Greenfield - Type B - Bedding Sand / Select - PE100 - DN250 - 1.4m deep | 2028-07-01 | 2028-29 | Aerotropolis | 28055.5219 | 100% |  |  |  | 138247.6875 | 138247.6875
| Pressure Main - Greenfield - Type B - Bedding Sand / Select - PE100 - DN355 - 1.5m deep | 2028-07-01 | 2028-29 | Aerotropolis | 28055.5219 | 100% |  |  |  | 177348.1447 | 177348.1447
| Pressure Main - Greenfield - Type B - Bedding Sand / Select - PE100 - DN450 - 1.6m deep | 2028-07-01 | 2028-29 | Aerotropolis | 28055.5219 | 100% |  |  |  | 1977164.1728 | 1977164.1728
| Pressure Main - Greenfield - Type B - Bedding Sand / Select - PE100 - DN500 - 1.7m deep | 2028-07-01 | 2028-29 | Aerotropolis | 28055.5219 | 100% |  |  |  | 184479.5747 | 184479.5747
| Pressure Main - Greenfield - Type B - Bedding Sand / Select - PE100 - DN710 - 1.8m deep | 2028-07-01 | 2028-29 | Aerotropolis | 28055.5219 | 100% |  |  |  | 47127.7941 | 47127.7941
| E/O allowances for HDD Trenchless Crossings | 2028-07-01 | 2028-29 | Aerotropolis | 28055.5219 | 100% |  |  |  | 789587.3217 | 789587.3217
| Air Valves on lines > 300 (500m spacing) | 2028-07-01 | 2028-29 | Aerotropolis | 28055.5219 | 100% |  |  |  | 80837.5392 | 80837.5392
| Scour Valves on lines > 300 (500m spacing) | 2028-07-01 | 2028-29 | Aerotropolis | 28055.5219 | 100% |  |  |  | 244594.2708 | 244594.2708
| Hydrants on lines < 300 (200m spacing) | 2028-07-01 | 2028-29 | Aerotropolis | 28055.5219 | 100% |  |  |  | 101678.8864 | 101678.8864
| Section Valves on all lines (1000m spacing) | 2028-07-01 | 2028-29 | Aerotropolis | 28055.5219 | 100% |  |  |  | 207736.3123 | 207736.3123
| Pressure Main - Greenfield - Type B - Bedding Sand / Select - PE100 - DN180 - 1.3m deep. | 2028-07-01 | 2028-29 | Aerotropolis | 28055.5219 | 100% |  |  |  | 202229.8812 | 202229.8812
| Pressure Main - Greenfield - Type B - Bedding Sand / Select - PE100 - DN280 - 1.4m deep | 2028-07-01 | 2028-29 | Aerotropolis | 28055.5219 | 100% |  |  |  | 613810.3417 | 613810.3417
| Pressure Main - Greenfield - Type B - Bedding Sand / Select - PE100 - DN315 - 1.5m deep | 2028-07-01 | 2028-29 | Aerotropolis | 28055.5219 | 100% |  |  |  | 884425.5255 | 884425.5255
| Pressure Main - Greenfield - Type B - Bedding Sand / Select - PE100 - DN400 - 1.6m deep | 2028-07-01 | 2028-29 | Aerotropolis | 28055.5219 | 100% |  |  |  | 182788.903 | 182788.903
| Pressure Main - Greenfield - Type B - Bedding Sand / Select - PE100 - DN560 - 1.8m deep | 2028-07-01 | 2028-29 | Aerotropolis | 28055.5219 | 100% |  |  |  | 1417384.0484 | 1417384.0484
| Pressure Main - Greenfield - Type L - Stabilised Sand / Select - oPVC PN16 - DN250 - 1.5m deep | 2028-07-01 | 2028-29 | Aerotropolis | 28055.5219 | 100% |  |  |  | 4123315.3088 | 4123315.3088
| Pressure Main - Greenfield - Type L - Stabilised Sand / Select - DICL PN35 - DN300 - 1.5m deep | 2028-07-01 | 2028-29 | Aerotropolis | 28055.5219 | 100% |  |  |  | 5934586.1126 | 5934586.1126
| Pressure Main - Greenfield - Type L - Stabilised Sand / Select - DICL PN35 - DN375 - 1.6m deep | 2028-07-01 | 2028-29 | Aerotropolis | 28055.5219 | 100% |  |  |  | 1489486.0146 | 1489486.0146
| Pressure Main - Greenfield - Type L - Stabilised Sand / Select - DICL PN35 - DN450- 1.7m deep | 2028-07-01 | 2028-29 | Aerotropolis | 28055.5219 | 100% |  |  |  | 3543947.306 | 3543947.306
| Pressure Main - Greenfield - Type L - Stabilised Sand / Select - DICL PN35 - DN500 - 1.8m deep | 2028-07-01 | 2028-29 | Aerotropolis | 28055.5219 | 100% |  |  |  | 1771101.5537 | 1771101.5537
| Pressure Main - Greenfield - Type L - Stabilised Sand / Select - DICL PN35 - DN600 - 1.9m deep. | 2028-07-01 | 2028-29 | Aerotropolis | 28055.5219 | 100% |  |  |  | 1184016.9747 | 1184016.9747
| Pressure Main - Greenfield - Type L - Stabilised Sand / Select - DICL PN35 - DN750 - 2.0m deep. | 2028-07-01 | 2028-29 | Aerotropolis | 28055.5219 | 100% |  |  |  | 3821646.6496 | 3821646.6496
| Ordinary Land Purchase | 2028-07-01 | 2028-29 | Aerotropolis | 28055.5219 | 100% |  |  |  | 63682317.6439 | 63682317.6439
| Outlet Channels - 10m wide - 15 drops / km (0.5% fall) | 2029-07-01 | 2029-30 | Aerotropolis | 28055.5219 | 100% |  |  |  | 379840.5856 | 379840.5856
| Trunk Drainage - 20m wide - 15 drops / km (0.5% fall) | 2029-07-01 | 2029-30 | Aerotropolis | 28055.5219 | 100% |  |  |  | 2073355.6348 | 2073355.6348
| Trunk Drainage - 25m wide - 15 drops / km (0.5% fall) | 2029-07-01 | 2029-30 | Aerotropolis | 28055.5219 | 100% |  |  |  | 1045164.6184 | 1045164.6184
| Trunk Drainage - 30m wide - 15 drops / km (0.5% fall) | 2029-07-01 | 2029-30 | Aerotropolis | 28055.5219 | 100% |  |  |  | 32409.4511 | 32409.4511
| Basin_AC_BC19B | 2029-07-01 | 2029-30 | Aerotropolis | 28055.5219 | 100% |  |  |  | 3117538.7989 | 3117538.7989
| Basin_AC_BC25A | 2029-07-01 | 2029-30 | Aerotropolis | 28055.5219 | 100% |  |  |  | 5288161.3187 | 5288161.3187
| Basin_BC_BC06 | 2029-07-01 | 2029-30 | Aerotropolis | 28055.5219 | 100% |  |  |  | 5330793.0387 | 5330793.0387
| Basin_BC_SC01 | 2029-07-01 | 2029-30 | Aerotropolis | 28055.5219 | 100% |  |  |  | 9727884.3568 | 9727884.3568
| Basin_BC_SC03 | 2029-07-01 | 2029-30 | Aerotropolis | 28055.5219 | 100% |  |  |  | 6666449.9327 | 6666449.9327
| Basin_BC_SC09 | 2029-07-01 | 2029-30 | Aerotropolis | 28055.5219 | 100% |  |  |  | 9652732.6188 | 9652732.6188
| Basin_NG_CC14 | 2029-07-01 | 2029-30 | Aerotropolis | 28055.5219 | 100% |  |  |  | 6545518.5625 | 6545518.5625
| GDC_DC01 | 2029-07-01 | 2029-30 | Aerotropolis | 28055.5219 | 100% |  |  |  | 16898563.2475 | 16898563.2475
| Basin_AG_MC02 | 2029-07-01 | 2029-30 | Aerotropolis | 28055.5219 | 100% |  |  |  | 6518196.1486 | 6518196.1486
| Pressure Main - Greenfield - Type B - Bedding Sand / Select - PE100 - DN050 - 1.0m deep | 2029-07-01 | 2029-30 | Aerotropolis | 28055.5219 | 100% |  |  |  | 75959.1642 | 75959.1642
| Pressure Main - Greenfield - Type B - Bedding Sand / Select - PE100 - DN063 - 1.0m deep | 2029-07-01 | 2029-30 | Aerotropolis | 28055.5219 | 100% |  |  |  | 177263.1852 | 177263.1852
| Pressure Main - Greenfield - Type B - Bedding Sand / Select - PE100 - DN075 - 1.0m deep | 2029-07-01 | 2029-30 | Aerotropolis | 28055.5219 | 100% |  |  |  | 50852.2508 | 50852.2508
| Pressure Main - Greenfield - Type B - Bedding Sand / Select - PE100 - DN090 - 1.0m deep | 2029-07-01 | 2029-30 | Aerotropolis | 28055.5219 | 100% |  |  |  | 238146.1721 | 238146.1721
| Pressure Main - Greenfield - Type B - Bedding Sand / Select - PE100 - DN110 - 1.1m deep | 2029-07-01 | 2029-30 | Aerotropolis | 28055.5219 | 100% |  |  |  | 126428.075 | 126428.075
| Pressure Main - Greenfield - Type B - Bedding Sand / Select - PE100 - DN125 - 1.1m deep | 2029-07-01 | 2029-30 | Aerotropolis | 28055.5219 | 100% |  |  |  | 278723.0792 | 278723.0792
| Pressure Main - Greenfield - Type B - Bedding Sand / Select - PE100 - DN140 - 1.2m deep | 2029-07-01 | 2029-30 | Aerotropolis | 28055.5219 | 100% |  |  |  | 208867.1956 | 208867.1956
| Pressure Main - Greenfield - Type B - Bedding Sand / Select - PE100 - DN160 - 1.2m deep | 2029-07-01 | 2029-30 | Aerotropolis | 28055.5219 | 100% |  |  |  | 103288.4216 | 103288.4216
| Pressure Main - Greenfield - Type B - Bedding Sand / Select - PE100 - DN180 - 1.3m deep | 2029-07-01 | 2029-30 | Aerotropolis | 28055.5219 | 100% |  |  |  | 191923.6321 | 191923.6321
| Pressure Main - Greenfield - Type B - Bedding Sand / Select - PE100 - DN200 - 1.3m deep | 2029-07-01 | 2029-30 | Aerotropolis | 28055.5219 | 100% |  |  |  | 397944.8943 | 397944.8943
| Pressure Main - Greenfield - Type B - Bedding Sand / Select - PE100 - DN225 - 1.3m deep | 2029-07-01 | 2029-30 | Aerotropolis | 28055.5219 | 100% |  |  |  | 561271.3508 | 561271.3508
| Pressure Main - Greenfield - Type B - Bedding Sand / Select - PE100 - DN250 - 1.4m deep | 2029-07-01 | 2029-30 | Aerotropolis | 28055.5219 | 100% |  |  |  | 286711.3726 | 286711.3726
| Pressure Main - Greenfield - Type B - Bedding Sand / Select - PE100 - DN355 - 1.5m deep | 2029-07-01 | 2029-30 | Aerotropolis | 28055.5219 | 100% |  |  |  | 518781.4543 | 518781.4543
| Pressure Main - Greenfield - Type B - Bedding Sand / Select - PE100 - DN450 - 1.6m deep | 2029-07-01 | 2029-30 | Aerotropolis | 28055.5219 | 100% |  |  |  | 4727685.8 | 4727685.8
| Pressure Main - Greenfield - Type B - Bedding Sand / Select - PE100 - DN500 - 1.7m deep | 2029-07-01 | 2029-30 | Aerotropolis | 28055.5219 | 100% |  |  |  | 158031.5292 | 158031.5292
| Pressure Main - Greenfield - Type B - Bedding Sand / Select - PE100 - DN710 - 1.8m deep | 2029-07-01 | 2029-30 | Aerotropolis | 28055.5219 | 100% |  |  |  | 234391.7279 | 234391.7279
| E/O allowances for HDD Trenchless Crossings | 2029-07-01 | 2029-30 | Aerotropolis | 28055.5219 | 100% |  |  |  | 965077.3017 | 965077.3017
| Air Valves on lines > 300 (500m spacing) | 2029-07-01 | 2029-30 | Aerotropolis | 28055.5219 | 100% |  |  |  | 121258.0602 | 121258.0602
| Scour Valves on lines > 300 (500m spacing) | 2029-07-01 | 2029-30 | Aerotropolis | 28055.5219 | 100% |  |  |  | 366896.7057 | 366896.7057
| Hydrants on lines < 300 (200m spacing) | 2029-07-01 | 2029-30 | Aerotropolis | 28055.5219 | 100% |  |  |  | 102651.368 | 102651.368
| Section Valves on all lines (1000m spacing) | 2029-07-01 | 2029-30 | Aerotropolis | 28055.5219 | 100% |  |  |  | 245553.4873 | 245553.4873
| Pressure Main - Greenfield - Type B - Bedding Sand / Select - PE100 - DN180 - 1.3m deep. | 2029-07-01 | 2029-30 | Aerotropolis | 28055.5219 | 100% |  |  |  | 38324.2023 | 38324.2023
| Pressure Main - Greenfield - Type B - Bedding Sand / Select - PE100 - DN280 - 1.4m deep | 2029-07-01 | 2029-30 | Aerotropolis | 28055.5219 | 100% |  |  |  | 799846.9148 | 799846.9148
| Pressure Main - Greenfield - Type B - Bedding Sand / Select - PE100 - DN315 - 1.5m deep | 2029-07-01 | 2029-30 | Aerotropolis | 28055.5219 | 100% |  |  |  | 714022.3729 | 714022.3729
| Pressure Main - Greenfield - Type B - Bedding Sand / Select - PE100 - DN400 - 1.6m deep | 2029-07-01 | 2029-30 | Aerotropolis | 28055.5219 | 100% |  |  |  | 34639.9793 | 34639.9793
| Pressure Main - Greenfield - Type B - Bedding Sand / Select - PE100 - DN560 - 1.8m deep | 2029-07-01 | 2029-30 | Aerotropolis | 28055.5219 | 100% |  |  |  | 268605.7705 | 268605.7705
| Pressure Main - Greenfield - Type L - Stabilised Sand / Select - oPVC PN16 - DN250 - 1.5m deep | 2029-07-01 | 2029-30 | Aerotropolis | 28055.5219 | 100% |  |  |  | 4123074.1399 | 4123074.1399
| Pressure Main - Greenfield - Type L - Stabilised Sand / Select - DICL PN35 - DN300 - 1.5m deep | 2029-07-01 | 2029-30 | Aerotropolis | 28055.5219 | 100% |  |  |  | 5934239.0041 | 5934239.0041
| Pressure Main - Greenfield - Type L - Stabilised Sand / Select - DICL PN35 - DN375 - 1.6m deep | 2029-07-01 | 2029-30 | Aerotropolis | 28055.5219 | 100% |  |  |  | 1489398.8959 | 1489398.8959
| Pressure Main - Greenfield - Type L - Stabilised Sand / Select - DICL PN35 - DN450- 1.7m deep | 2029-07-01 | 2029-30 | Aerotropolis | 28055.5219 | 100% |  |  |  | 3543740.0238 | 3543740.0238
| Pressure Main - Greenfield - Type L - Stabilised Sand / Select - DICL PN35 - DN500 - 1.8m deep | 2029-07-01 | 2029-30 | Aerotropolis | 28055.5219 | 100% |  |  |  | 1770997.9636 | 1770997.9636
| Pressure Main - Greenfield - Type L - Stabilised Sand / Select - DICL PN35 - DN600 - 1.9m deep. | 2029-07-01 | 2029-30 | Aerotropolis | 28055.5219 | 100% |  |  |  | 1183947.7226 | 1183947.7226
| Pressure Main - Greenfield - Type L - Stabilised Sand / Select - DICL PN35 - DN750 - 2.0m deep. | 2029-07-01 | 2029-30 | Aerotropolis | 28055.5219 | 100% |  |  |  | 3821423.125 | 3821423.125
| Ordinary Land Purchase | 2029-07-01 | 2029-30 | Aerotropolis | 28055.5219 | 100% |  |  |  | 35206398.5525 | 35206398.5525
| Outlet Channels - 10m wide - 15 drops / km (0.5% fall) | 2030-07-01 | 2030-31 | Aerotropolis | 28055.5219 | 100% |  |  |  | 273796.889 | 273796.889
| Trunk Drainage - 20m wide - 15 drops / km (0.5% fall) | 2030-07-01 | 2030-31 | Aerotropolis | 28055.5219 | 100% |  |  |  | 1038552.7532 | 1038552.7532
| Trunk Drainage - 30m wide - 15 drops / km (0.5% fall) | 2030-07-01 | 2030-31 | Aerotropolis | 28055.5219 | 100% |  |  |  | 28219.9117 | 28219.9117
| Basin_AC_BC19C | 2030-07-01 | 2030-31 | Aerotropolis | 28055.5219 | 100% |  |  |  | 3421282.8815 | 3421282.8815
| Basin_AC_BC22E | 2030-07-01 | 2030-31 | Aerotropolis | 28055.5219 | 100% |  |  |  | 3222792.8489 | 3222792.8489
| Basin_BC_BC05 | 2030-07-01 | 2030-31 | Aerotropolis | 28055.5219 | 100% |  |  |  | 5172687.6737 | 5172687.6737
| Basin_BC_SC02 | 2030-07-01 | 2030-31 | Aerotropolis | 28055.5219 | 100% |  |  |  | 6424953.126 | 6424953.126
| Basin_BC_SC10 | 2030-07-01 | 2030-31 | Aerotropolis | 28055.5219 | 100% |  |  |  | 14186400.2953 | 14186400.2953
| Basin_BC_SC11 | 2030-07-01 | 2030-31 | Aerotropolis | 28055.5219 | 100% |  |  |  | 2714082.4322 | 2714082.4322
| Basin_BC_SC12 | 2030-07-01 | 2030-31 | Aerotropolis | 28055.5219 | 100% |  |  |  | 10459038.7542 | 10459038.7542
| Basin_NG_BC04 | 2030-07-01 | 2030-31 | Aerotropolis | 28055.5219 | 100% |  |  |  | 3863900.5477 | 3863900.5477
| Basin_NG_CC09 | 2030-07-01 | 2030-31 | Aerotropolis | 28055.5219 | 100% |  |  |  | 4296718.3838 | 4296718.3838
| Basin_NG_CC11 | 2030-07-01 | 2030-31 | Aerotropolis | 28055.5219 | 100% |  |  |  | 6403273.2617 | 6403273.2617
| Basin_NG_X01 | 2030-07-01 | 2030-31 | Aerotropolis | 28055.5219 | 100% |  |  |  | 4089377.3317 | 4089377.3317
| Basin_NG_X02 | 2030-07-01 | 2030-31 | Aerotropolis | 28055.5219 | 100% |  |  |  | 6981126.0924 | 6981126.0924
| Basin_NG_X04 | 2030-07-01 | 2030-31 | Aerotropolis | 28055.5219 | 100% |  |  |  | 4510450.0188 | 4510450.0188
| Basin_NG_X98 | 2030-07-01 | 2030-31 | Aerotropolis | 28055.5219 | 100% |  |  |  | 5967112.0645 | 5967112.0645
| Pressure Main - Greenfield - Type B - Bedding Sand / Select - PE100 - DN050 - 1.0m deep | 2030-07-01 | 2030-31 | Aerotropolis | 28055.5219 | 100% |  |  |  | 45984.3219 | 45984.3219
| Pressure Main - Greenfield - Type B - Bedding Sand / Select - PE100 - DN063 - 1.0m deep | 2030-07-01 | 2030-31 | Aerotropolis | 28055.5219 | 100% |  |  |  | 146502.4805 | 146502.4805
| Pressure Main - Greenfield - Type B - Bedding Sand / Select - PE100 - DN075 - 1.0m deep | 2030-07-01 | 2030-31 | Aerotropolis | 28055.5219 | 100% |  |  |  | 20760.974 | 20760.974
| Pressure Main - Greenfield - Type B - Bedding Sand / Select - PE100 - DN090 - 1.0m deep | 2030-07-01 | 2030-31 | Aerotropolis | 28055.5219 | 100% |  |  |  | 557198.3771 | 557198.3771
| Pressure Main - Greenfield - Type B - Bedding Sand / Select - PE100 - DN110 - 1.1m deep | 2030-07-01 | 2030-31 | Aerotropolis | 28055.5219 | 100% |  |  |  | 275999.734 | 275999.734
| Pressure Main - Greenfield - Type B - Bedding Sand / Select - PE100 - DN125 - 1.1m deep | 2030-07-01 | 2030-31 | Aerotropolis | 28055.5219 | 100% |  |  |  | 383107.7851 | 383107.7851
| Pressure Main - Greenfield - Type B - Bedding Sand / Select - PE100 - DN140 - 1.2m deep | 2030-07-01 | 2030-31 | Aerotropolis | 28055.5219 | 100% |  |  |  | 328323.1865 | 328323.1865
| Pressure Main - Greenfield - Type B - Bedding Sand / Select - PE100 - DN160 - 1.2m deep | 2030-07-01 | 2030-31 | Aerotropolis | 28055.5219 | 100% |  |  |  | 211019.4689 | 211019.4689
| Pressure Main - Greenfield - Type B - Bedding Sand / Select - PE100 - DN180 - 1.3m deep | 2030-07-01 | 2030-31 | Aerotropolis | 28055.5219 | 100% |  |  |  | 352478.5333 | 352478.5333
| Pressure Main - Greenfield - Type B - Bedding Sand / Select - PE100 - DN200 - 1.3m deep | 2030-07-01 | 2030-31 | Aerotropolis | 28055.5219 | 100% |  |  |  | 484569.6205 | 484569.6205
| Pressure Main - Greenfield - Type B - Bedding Sand / Select - PE100 - DN225 - 1.3m deep | 2030-07-01 | 2030-31 | Aerotropolis | 28055.5219 | 100% |  |  |  | 280387.2643 | 280387.2643
| Pressure Main - Greenfield - Type B - Bedding Sand / Select - PE100 - DN250 - 1.4m deep | 2030-07-01 | 2030-31 | Aerotropolis | 28055.5219 | 100% |  |  |  | 389092.4632 | 389092.4632
| Pressure Main - Greenfield - Type B - Bedding Sand / Select - PE100 - DN355 - 1.5m deep | 2030-07-01 | 2030-31 | Aerotropolis | 28055.5219 | 100% |  |  |  | 667930.3358 | 667930.3358
| Pressure Main - Greenfield - Type B - Bedding Sand / Select - PE100 - DN450 - 1.6m deep | 2030-07-01 | 2030-31 | Aerotropolis | 28055.5219 | 100% |  |  |  | 1756754.9916 | 1756754.9916
| Pressure Main - Greenfield - Type B - Bedding Sand / Select - PE100 - DN500 - 1.7m deep | 2030-07-01 | 2030-31 | Aerotropolis | 28055.5219 | 100% |  |  |  | 268158.3539 | 268158.3539
| Pressure Main - Greenfield - Type B - Bedding Sand / Select - PE100 - DN710 - 1.8m deep | 2030-07-01 | 2030-31 | Aerotropolis | 28055.5219 | 100% |  |  |  | 285414.1673 | 285414.1673
| E/O allowances for HDD Trenchless Crossings | 2030-07-01 | 2030-31 | Aerotropolis | 28055.5219 | 100% |  |  |  | 826212.3873 | 826212.3873
| Air Valves on lines > 300 (500m spacing) | 2030-07-01 | 2030-31 | Aerotropolis | 28055.5219 | 100% |  |  |  | 78075.231 | 78075.231
| Scour Valves on lines > 300 (500m spacing) | 2030-07-01 | 2030-31 | Aerotropolis | 28055.5219 | 100% |  |  |  | 236236.2139 | 236236.2139
| Hydrants on lines < 300 (200m spacing) | 2030-07-01 | 2030-31 | Aerotropolis | 28055.5219 | 100% |  |  |  | 120263.885 | 120263.885
| Section Valves on all lines (1000m spacing) | 2030-07-01 | 2030-31 | Aerotropolis | 28055.5219 | 100% |  |  |  | 229701.8858 | 229701.8858
| Pressure Main - Greenfield - Type B - Bedding Sand / Select - PE100 - DN180 - 1.3m deep. | 2030-07-01 | 2030-31 | Aerotropolis | 28055.5219 | 100% |  |  |  | 143131.2475 | 143131.2475
| Pressure Main - Greenfield - Type B - Bedding Sand / Select - PE100 - DN280 - 1.4m deep | 2030-07-01 | 2030-31 | Aerotropolis | 28055.5219 | 100% |  |  |  | 216908.5295 | 216908.5295
| Pressure Main - Greenfield - Type B - Bedding Sand / Select - PE100 - DN315 - 1.5m deep | 2030-07-01 | 2030-31 | Aerotropolis | 28055.5219 | 100% |  |  |  | 452073.8632 | 452073.8632
| Pressure Main - Greenfield - Type B - Bedding Sand / Select - PE100 - DN400 - 1.6m deep | 2030-07-01 | 2030-31 | Aerotropolis | 28055.5219 | 100% |  |  |  | 129371.6021 | 129371.6021
| Pressure Main - Greenfield - Type B - Bedding Sand / Select - PE100 - DN560 - 1.8m deep | 2030-07-01 | 2030-31 | Aerotropolis | 28055.5219 | 100% |  |  |  | 1003174.9307 | 1003174.9307
| Preliminaries | 2030-07-01 | 2030-31 | Aerotropolis | 28055.5219 | 100% |  |  |  | 831034.3413 | 831034.3413
| Access & Hardstands | 2030-07-01 | 2030-31 | Aerotropolis | 28055.5219 | 100% |  |  |  | 831034.3413 | 831034.3413
| Yard Pipework | 2030-07-01 | 2030-31 | Aerotropolis | 28055.5219 | 100% |  |  |  | 831034.3413 | 831034.3413
| Infrastructure: Adminitration Building | 2030-07-01 | 2030-31 | Aerotropolis | 28055.5219 | 100% |  |  |  | 402983.5107 | 402983.5107
| Infrastructure: Plant Room | 2030-07-01 | 2030-31 | Aerotropolis | 28055.5219 | 100% |  |  |  | 759980.9051 | 759980.9051
| Infrastructure: Switchroom | 2030-07-01 | 2030-31 | Aerotropolis | 28055.5219 | 100% |  |  |  | 1519961.8102 | 1519961.8102
| Feed Pump Station - (6D / 1S) x 100L/s @ 20m head on slab | 2030-07-01 | 2030-31 | Aerotropolis | 28055.5219 | 100% |  |  |  | 11634480.778 | 11634480.778
| Balance Tank | 2030-07-01 | 2030-31 | Aerotropolis | 28055.5219 | 100% |  |  |  | 10959680.8929 | 10959680.8929
| Drum Screens (3D / 1S) x 200 L/s | 2030-07-01 | 2030-31 | Aerotropolis | 28055.5219 | 100% |  |  |  | 10194025.6853 | 10194025.6853
| UV Reactor (3D / 1S) x 200 L/s | 2030-07-01 | 2030-31 | Aerotropolis | 28055.5219 | 100% |  |  |  | 6914205.7195 | 6914205.7195
| Chlorination (4D / 1S) x 21 kg/hr | 2030-07-01 | 2030-31 | Aerotropolis | 28055.5219 | 100% |  |  |  | 1703619.5686 | 1703619.5686
| CCT (4D / 1S) x 260m3 | 2030-07-01 | 2030-31 | Aerotropolis | 28055.5219 | 100% |  |  |  | 2268723.7517 | 2268723.7517
| Clear Water Tank | 2030-07-01 | 2030-31 | Aerotropolis | 28055.5219 | 100% |  |  |  | 6440516.145 | 6440516.145
| RW Transfer Main - Greenfield - Type L - Stabilised Sand / Select - DICL PN35 - DN450- 1.7m deep | 2030-07-01 | 2030-31 | Aerotropolis | 28055.5219 | 100% |  |  |  | 739500.7286 | 739500.7286
| RW Waste Diversion Main - Greenfield - Type L - Stabilised Sand / Select - DICL PN35 - DN450- 1.7m deep | 2030-07-01 | 2030-31 | Aerotropolis | 28055.5219 | 100% |  |  |  | 1082196.1882 | 1082196.1882
| AWRC to Badgerys Creek RW Pump Station - (D/S 430L/s @ 104m head on slab) (located at AWRC) | 2030-07-01 | 2030-31 | Aerotropolis | 28055.5219 | 100% |  |  |  | 5940050.2306 | 5940050.2306
| Pressure Main - Greenfield - Type L - Stabilised Sand / Select - DICL PN35 - DN600 - 1.9m deep | 2030-07-01 | 2030-31 | Aerotropolis | 28055.5219 | 100% |  |  |  | 20121718.4708 | 20121718.4708
| AWRC to Dwyers Road RW Pump Station - (D/S 530L/s @ 100m head on slab) (located at AWRC) | 2030-07-01 | 2030-31 | Aerotropolis | 28055.5219 | 100% |  |  |  | 7321457.261 | 7321457.261
| Pressure Main - Greenfield - Type L - Stabilised Sand / Select - DICL PN35 - DN750 - 2.0m deep | 2030-07-01 | 2030-31 | Aerotropolis | 28055.5219 | 100% |  |  |  | 40097712.3139 | 40097712.3139
| Badgerys Creek Booster RW Pump Station - (D/S 220L/s @ 50m head on slab) (located at remote site) | 2030-07-01 | 2030-31 | Aerotropolis | 28055.5219 | 100% |  |  |  | 3241702.8443 | 3241702.8443
| RW - Reservoir (Badgerys Creek) | 2030-07-01 | 2030-31 | Aerotropolis | 28055.5219 | 100% |  |  |  | 21002912.4898 | 21002912.4898
| RW - Reservoir (Dwyer Road) | 2030-07-01 | 2030-31 | Aerotropolis | 28055.5219 | 100% |  |  |  | 26253640.6123 | 26253640.6123
| Potable Top-up - Pressure Main - Greenfield - Type L - Stabilised Sand / Select - DICL PN35 - DN750 - 2.0m deep | 2030-07-01 | 2030-31 | Aerotropolis | 28055.5219 | 100% |  |  |  | 21426258.4883 | 21426258.4883
| Pressure Main - Greenfield - Type L - Stabilised Sand / Select - oPVC PN16 - DN250 - 1.5m deep | 2030-07-01 | 2030-31 | Aerotropolis | 28055.5219 | 100% |  |  |  | 4124333.5823 | 4124333.5823
| Pressure Main - Greenfield - Type L - Stabilised Sand / Select - DICL PN35 - DN300 - 1.5m deep | 2030-07-01 | 2030-31 | Aerotropolis | 28055.5219 | 100% |  |  |  | 5936051.6884 | 5936051.6884
| Pressure Main - Greenfield - Type L - Stabilised Sand / Select - DICL PN35 - DN375 - 1.6m deep | 2030-07-01 | 2030-31 | Aerotropolis | 28055.5219 | 100% |  |  |  | 1489853.8507 | 1489853.8507
| Pressure Main - Greenfield - Type L - Stabilised Sand / Select - DICL PN35 - DN450- 1.7m deep | 2030-07-01 | 2030-31 | Aerotropolis | 28055.5219 | 100% |  |  |  | 3544822.5016 | 3544822.5016
| Pressure Main - Greenfield - Type L - Stabilised Sand / Select - DICL PN35 - DN500 - 1.8m deep | 2030-07-01 | 2030-31 | Aerotropolis | 28055.5219 | 100% |  |  |  | 1771538.9361 | 1771538.9361
| Pressure Main - Greenfield - Type L - Stabilised Sand / Select - DICL PN35 - DN600 - 1.9m deep. | 2030-07-01 | 2030-31 | Aerotropolis | 28055.5219 | 100% |  |  |  | 1184309.3736 | 1184309.3736
| Pressure Main - Greenfield - Type L - Stabilised Sand / Select - DICL PN35 - DN750 - 2.0m deep. | 2030-07-01 | 2030-31 | Aerotropolis | 28055.5219 | 100% |  |  |  | 3822590.4244 | 3822590.4244
| Capex Renewals - from opex team | 2030-07-01 | 2030-31 | Aerotropolis | 28055.5219 | 100% |  |  |  | 6616.5419 | 6616.5419
| Ordinary Land Purchase | 2030-07-01 | 2030-31 | Aerotropolis | 28055.5219 | 100% |  |  |  | 55480417.445 | 55480417.445
| Outlet Channels - 10m wide - 15 drops / km (0.5% fall) | 2031-07-01 | 2031-32 | Aerotropolis | 28055.5219 | 100% |  |  |  | 223105.1376 | 223105.1376
| Trunk Drainage - 20m wide - 15 drops / km (0.5% fall) | 2031-07-01 | 2031-32 | Aerotropolis | 28055.5219 | 100% |  |  |  | 846271.3211 | 846271.3211
| Trunk Drainage - 30m wide - 15 drops / km (0.5% fall) | 2031-07-01 | 2031-32 | Aerotropolis | 28055.5219 | 100% |  |  |  | 22995.1747 | 22995.1747
| Waterways - Full creek realignment / reconstruction | 2031-07-01 | 2031-32 | Aerotropolis | 28055.5219 | 100% |  |  |  | 277348.1238 | 277348.1238
| Waterways - Improvements & Revegetation | 2031-07-01 | 2031-32 | Aerotropolis | 28055.5219 | 100% |  |  |  | 1348217.5299 | 1348217.5299
| Waterways - Protection & Revegetation | 2031-07-01 | 2031-32 | Aerotropolis | 28055.5219 | 100% |  |  |  | 417658.1814 | 417658.1814
| Waterways - Dam dewatering & Revegetation | 2031-07-01 | 2031-32 | Aerotropolis | 28055.5219 | 100% |  |  |  | 337251.3647 | 337251.3647
| Basin_AC_BC25C | 2031-07-01 | 2031-32 | Aerotropolis | 28055.5219 | 100% |  |  |  | 4607837.0624 | 4607837.0624
| Basin_AC_BC25D | 2031-07-01 | 2031-32 | Aerotropolis | 28055.5219 | 100% |  |  |  | 3702747.7386 | 3702747.7386
| Basin_AC_TC03 | 2031-07-01 | 2031-32 | Aerotropolis | 28055.5219 | 100% |  |  |  | 9231038.3296 | 9231038.3296
| Basin_AC_TC05 | 2031-07-01 | 2031-32 | Aerotropolis | 28055.5219 | 100% |  |  |  | 5917713.6593 | 5917713.6593
| Basin_AC_TC12 | 2031-07-01 | 2031-32 | Aerotropolis | 28055.5219 | 100% |  |  |  | 20856956.3363 | 20856956.3363
| Basin_Ag_BC01 | 2031-07-01 | 2031-32 | Aerotropolis | 28055.5219 | 100% |  |  |  | 4891450.7115 | 4891450.7115
| Basin_Ag_BC02A | 2031-07-01 | 2031-32 | Aerotropolis | 28055.5219 | 100% |  |  |  | 4413277.1923 | 4413277.1923
| Basin_NG_BC03 | 2031-07-01 | 2031-32 | Aerotropolis | 28055.5219 | 100% |  |  |  | 10111425.0023 | 10111425.0023
| Basin_NG_BC05A | 2031-07-01 | 2031-32 | Aerotropolis | 28055.5219 | 100% |  |  |  | 3728897.2378 | 3728897.2378
| Basin_NG_BC05B | 2031-07-01 | 2031-32 | Aerotropolis | 28055.5219 | 100% |  |  |  | 3649403.7345 | 3649403.7345
| Basin_Ag_CC08 | 2031-07-01 | 2031-32 | Aerotropolis | 28055.5219 | 100% |  |  |  | 5411336.0499 | 5411336.0499
| Basin_Ag_CC10 | 2031-07-01 | 2031-32 | Aerotropolis | 28055.5219 | 100% |  |  |  | 8786393.3583 | 8786393.3583
| Basin_Ag_CC11A | 2031-07-01 | 2031-32 | Aerotropolis | 28055.5219 | 100% |  |  |  | 4547085.8971 | 4547085.8971
| Basin_Ag_CC11B | 2031-07-01 | 2031-32 | Aerotropolis | 28055.5219 | 100% |  |  |  | 4861119.5668 | 4861119.5668
| Basin_NG_CC08 | 2031-07-01 | 2031-32 | Aerotropolis | 28055.5219 | 100% |  |  |  | 4219239.6883 | 4219239.6883
| GDC_DC03 | 2031-07-01 | 2031-32 | Aerotropolis | 28055.5219 | 100% |  |  |  | 245406.926 | 245406.926
| Pressure Main - Greenfield - Type B - Bedding Sand / Select - PE100 - DN050 - 1.0m deep | 2031-07-01 | 2031-32 | Aerotropolis | 28055.5219 | 100% |  |  |  | 63868.4302 | 63868.4302
| Pressure Main - Greenfield - Type B - Bedding Sand / Select - PE100 - DN063 - 1.0m deep | 2031-07-01 | 2031-32 | Aerotropolis | 28055.5219 | 100% |  |  |  | 204318.4496 | 204318.4496
| Pressure Main - Greenfield - Type B - Bedding Sand / Select - PE100 - DN075 - 1.0m deep | 2031-07-01 | 2031-32 | Aerotropolis | 28055.5219 | 100% |  |  |  | 28620.788 | 28620.788
| Pressure Main - Greenfield - Type B - Bedding Sand / Select - PE100 - DN090 - 1.0m deep | 2031-07-01 | 2031-32 | Aerotropolis | 28055.5219 | 100% |  |  |  | 539608.2761 | 539608.2761
| Pressure Main - Greenfield - Type B - Bedding Sand / Select - PE100 - DN110 - 1.1m deep | 2031-07-01 | 2031-32 | Aerotropolis | 28055.5219 | 100% |  |  |  | 270651.9585 | 270651.9585
| Pressure Main - Greenfield - Type B - Bedding Sand / Select - PE100 - DN125 - 1.1m deep | 2031-07-01 | 2031-32 | Aerotropolis | 28055.5219 | 100% |  |  |  | 502132.1263 | 502132.1263
| Pressure Main - Greenfield - Type B - Bedding Sand / Select - PE100 - DN140 - 1.2m deep | 2031-07-01 | 2031-32 | Aerotropolis | 28055.5219 | 100% |  |  |  | 401835.2062 | 401835.2062
| Pressure Main - Greenfield - Type B - Bedding Sand / Select - PE100 - DN160 - 1.2m deep | 2031-07-01 | 2031-32 | Aerotropolis | 28055.5219 | 100% |  |  |  | 205257.4557 | 205257.4557
| Pressure Main - Greenfield - Type B - Bedding Sand / Select - PE100 - DN180 - 1.3m deep | 2031-07-01 | 2031-32 | Aerotropolis | 28055.5219 | 100% |  |  |  | 400711.3335 | 400711.3335
| Pressure Main - Greenfield - Type B - Bedding Sand / Select - PE100 - DN200 - 1.3m deep | 2031-07-01 | 2031-32 | Aerotropolis | 28055.5219 | 100% |  |  |  | 678241.0249 | 678241.0249
| Pressure Main - Greenfield - Type B - Bedding Sand / Select - PE100 - DN225 - 1.3m deep | 2031-07-01 | 2031-32 | Aerotropolis | 28055.5219 | 100% |  |  |  | 380476.7245 | 380476.7245
| Pressure Main - Greenfield - Type B - Bedding Sand / Select - PE100 - DN250 - 1.4m deep | 2031-07-01 | 2031-32 | Aerotropolis | 28055.5219 | 100% |  |  |  | 513427.8628 | 513427.8628
| Pressure Main - Greenfield - Type B - Bedding Sand / Select - PE100 - DN355 - 1.5m deep | 2031-07-01 | 2031-32 | Aerotropolis | 28055.5219 | 100% |  |  |  | 906635.2561 | 906635.2561
| Pressure Main - Greenfield - Type B - Bedding Sand / Select - PE100 - DN450 - 1.6m deep | 2031-07-01 | 2031-32 | Aerotropolis | 28055.5219 | 100% |  |  |  | 2416336.8288 | 2416336.8288
| Pressure Main - Greenfield - Type B - Bedding Sand / Select - PE100 - DN500 - 1.7m deep | 2031-07-01 | 2031-32 | Aerotropolis | 28055.5219 | 100% |  |  |  | 316269.2156 | 316269.2156
| Pressure Main - Greenfield - Type B - Bedding Sand / Select - PE100 - DN710 - 1.8m deep | 2031-07-01 | 2031-32 | Aerotropolis | 28055.5219 | 100% |  |  |  | 399487.688 | 399487.688
| E/O allowances for HDD Trenchless Crossings | 2031-07-01 | 2031-32 | Aerotropolis | 28055.5219 | 100% |  |  |  | 976731.5546 | 976731.5546
| Air Valves on lines > 300 (500m spacing) | 2031-07-01 | 2031-32 | Aerotropolis | 28055.5219 | 100% |  |  |  | 95114.608 | 95114.608
| Scour Valves on lines > 300 (500m spacing) | 2031-07-01 | 2031-32 | Aerotropolis | 28055.5219 | 100% |  |  |  | 287793.1272 | 287793.1272
| Hydrants on lines < 300 (200m spacing) | 2031-07-01 | 2031-32 | Aerotropolis | 28055.5219 | 100% |  |  |  | 140516.6508 | 140516.6508
| Section Valves on all lines (1000m spacing) | 2031-07-01 | 2031-32 | Aerotropolis | 28055.5219 | 100% |  |  |  | 271877.2655 | 271877.2655
| Pressure Main - Greenfield - Type B - Bedding Sand / Select - PE100 - DN180 - 1.3m deep. | 2031-07-01 | 2031-32 | Aerotropolis | 28055.5219 | 100% |  |  |  | 125096.093 | 125096.093
| Pressure Main - Greenfield - Type B - Bedding Sand / Select - PE100 - DN280 - 1.4m deep | 2031-07-01 | 2031-32 | Aerotropolis | 28055.5219 | 100% |  |  |  | 205571.864 | 205571.864
| Pressure Main - Greenfield - Type B - Bedding Sand / Select - PE100 - DN315 - 1.5m deep | 2031-07-01 | 2031-32 | Aerotropolis | 28055.5219 | 100% |  |  |  | 407896.9641 | 407896.9641
| Pressure Main - Greenfield - Type B - Bedding Sand / Select - PE100 - DN400 - 1.6m deep | 2031-07-01 | 2031-32 | Aerotropolis | 28055.5219 | 100% |  |  |  | 113070.2222 | 113070.2222
| Pressure Main - Greenfield - Type B - Bedding Sand / Select - PE100 - DN560 - 1.8m deep | 2031-07-01 | 2031-32 | Aerotropolis | 28055.5219 | 100% |  |  |  | 876770.5625 | 876770.5625
| Pressure Main - Greenfield - Type L - Stabilised Sand / Select - oPVC PN16 - DN250 - 1.5m deep | 2031-07-01 | 2031-32 | Aerotropolis | 28055.5219 | 100% |  |  |  | 1391362.0164 | 1391362.0164
| Pressure Main - Greenfield - Type L - Stabilised Sand / Select - DICL PN35 - DN300 - 1.5m deep | 2031-07-01 | 2031-32 | Aerotropolis | 28055.5219 | 100% |  |  |  | 2002553.0627 | 2002553.0627
| Pressure Main - Greenfield - Type L - Stabilised Sand / Select - DICL PN35 - DN375 - 1.6m deep | 2031-07-01 | 2031-32 | Aerotropolis | 28055.5219 | 100% |  |  |  | 502608.7285 | 502608.7285
| Pressure Main - Greenfield - Type L - Stabilised Sand / Select - DICL PN35 - DN450- 1.7m deep | 2031-07-01 | 2031-32 | Aerotropolis | 28055.5219 | 100% |  |  |  | 1195861.4126 | 1195861.4126
| Pressure Main - Greenfield - Type L - Stabilised Sand / Select - DICL PN35 - DN500 - 1.8m deep | 2031-07-01 | 2031-32 | Aerotropolis | 28055.5219 | 100% |  |  |  | 597636.4271 | 597636.4271
| Pressure Main - Greenfield - Type L - Stabilised Sand / Select - DICL PN35 - DN600 - 1.9m deep. | 2031-07-01 | 2031-32 | Aerotropolis | 28055.5219 | 100% |  |  |  | 399531.9596 | 399531.9596
| Pressure Main - Greenfield - Type L - Stabilised Sand / Select - DICL PN35 - DN750 - 2.0m deep. | 2031-07-01 | 2031-32 | Aerotropolis | 28055.5219 | 100% |  |  |  | 1289567.6392 | 1289567.6392
| Capex Renewals - from opex team | 2031-07-01 | 2031-32 | Aerotropolis | 28055.5219 | 100% |  |  |  | 6616.5419 | 6616.5419
| Ordinary Land Purchase | 2031-07-01 | 2031-32 | Aerotropolis | 28055.5219 | 100% |  |  |  | 91124826.7356 | 91124826.7356
| Outlet Channels - 10m wide - 15 drops / km (0.5% fall) | 2032-07-01 | 2032-33 | Aerotropolis | 28055.5219 | 100% |  |  |  | 535597.1426 | 535597.1426
| Trunk Drainage - 20m wide - 15 drops / km (0.5% fall) | 2032-07-01 | 2032-33 | Aerotropolis | 28055.5219 | 100% |  |  |  | 2031600.4655 | 2031600.4655
| Trunk Drainage - 30m wide - 15 drops / km (0.5% fall) | 2032-07-01 | 2032-33 | Aerotropolis | 28055.5219 | 100% |  |  |  | 55203.3449 | 55203.3449
| Waterways - Full creek realignment / reconstruction | 2032-07-01 | 2032-33 | Aerotropolis | 28055.5219 | 100% |  |  |  | 4729.3341 | 4729.3341
| Waterways - Improvements & Revegetation | 2032-07-01 | 2032-33 | Aerotropolis | 28055.5219 | 100% |  |  |  | 883.5263 | 883.5263
| Waterways - Dam dewatering & Revegetation | 2032-07-01 | 2032-33 | Aerotropolis | 28055.5219 | 100% |  |  |  | 2129.3945 | 2129.3945
| Basin_AC_BC23B | 2032-07-01 | 2032-33 | Aerotropolis | 28055.5219 | 100% |  |  |  | 8828405.4225 | 8828405.4225
| Basin_BC_BC02 | 2032-07-01 | 2032-33 | Aerotropolis | 28055.5219 | 100% |  |  |  | 8685226.5991 | 8685226.5991
| Basin_Ag_CC04 | 2032-07-01 | 2032-33 | Aerotropolis | 28055.5219 | 100% |  |  |  | 4903119.6589 | 4903119.6589
| Basin_Ag_CC05A | 2032-07-01 | 2032-33 | Aerotropolis | 28055.5219 | 100% |  |  |  | 7733780.9666 | 7733780.9666
| Basin_Ag_CC16 | 2032-07-01 | 2032-33 | Aerotropolis | 28055.5219 | 100% |  |  |  | 5793435.5503 | 5793435.5503
| Basin_NG_CC03 | 2032-07-01 | 2032-33 | Aerotropolis | 28055.5219 | 100% |  |  |  | 5553020.6377 | 5553020.6377
| Basin_NG_CC07 | 2032-07-01 | 2032-33 | Aerotropolis | 28055.5219 | 100% |  |  |  | 5596327.3054 | 5596327.3054
| Basin_NG_CC10 | 2032-07-01 | 2032-33 | Aerotropolis | 28055.5219 | 100% |  |  |  | 5631131.5639 | 5631131.5639
| GDC_DC03 | 2032-07-01 | 2032-33 | Aerotropolis | 28055.5219 | 100% |  |  |  | 6972316.3146 | 6972316.3146
| GDC_DC02 | 2032-07-01 | 2032-33 | Aerotropolis | 28055.5219 | 100% |  |  |  | 5071826.9985 | 5071826.9985
| Pressure Main - Greenfield - Type B - Bedding Sand / Select - PE100 - DN050 - 1.0m deep | 2032-07-01 | 2032-33 | Aerotropolis | 28055.5219 | 100% |  |  |  | 39642.8379 | 39642.8379
| Pressure Main - Greenfield - Type B - Bedding Sand / Select - PE100 - DN063 - 1.0m deep | 2032-07-01 | 2032-33 | Aerotropolis | 28055.5219 | 100% |  |  |  | 91065.7245 | 91065.7245
| Pressure Main - Greenfield - Type B - Bedding Sand / Select - PE100 - DN075 - 1.0m deep | 2032-07-01 | 2032-33 | Aerotropolis | 28055.5219 | 100% |  |  |  | 26909.8223 | 26909.8223
| Pressure Main - Greenfield - Type B - Bedding Sand / Select - PE100 - DN090 - 1.0m deep | 2032-07-01 | 2032-33 | Aerotropolis | 28055.5219 | 100% |  |  |  | 545560.0672 | 545560.0672
| Pressure Main - Greenfield - Type B - Bedding Sand / Select - PE100 - DN110 - 1.1m deep | 2032-07-01 | 2032-33 | Aerotropolis | 28055.5219 | 100% |  |  |  | 268603.6346 | 268603.6346
| Pressure Main - Greenfield - Type B - Bedding Sand / Select - PE100 - DN125 - 1.1m deep | 2032-07-01 | 2032-33 | Aerotropolis | 28055.5219 | 100% |  |  |  | 199597.7183 | 199597.7183
| Pressure Main - Greenfield - Type B - Bedding Sand / Select - PE100 - DN140 - 1.2m deep | 2032-07-01 | 2032-33 | Aerotropolis | 28055.5219 | 100% |  |  |  | 206581.0141 | 206581.0141
| Pressure Main - Greenfield - Type B - Bedding Sand / Select - PE100 - DN160 - 1.2m deep | 2032-07-01 | 2032-33 | Aerotropolis | 28055.5219 | 100% |  |  |  | 211821.1139 | 211821.1139
| Pressure Main - Greenfield - Type B - Bedding Sand / Select - PE100 - DN180 - 1.3m deep | 2032-07-01 | 2032-33 | Aerotropolis | 28055.5219 | 100% |  |  |  | 260043.3956 | 260043.3956
| Pressure Main - Greenfield - Type B - Bedding Sand / Select - PE100 - DN200 - 1.3m deep | 2032-07-01 | 2032-33 | Aerotropolis | 28055.5219 | 100% |  |  |  | 198687.4675 | 198687.4675
| Pressure Main - Greenfield - Type B - Bedding Sand / Select - PE100 - DN225 - 1.3m deep | 2032-07-01 | 2032-33 | Aerotropolis | 28055.5219 | 100% |  |  |  | 308920.8857 | 308920.8857
| Pressure Main - Greenfield - Type B - Bedding Sand / Select - PE100 - DN250 - 1.4m deep | 2032-07-01 | 2032-33 | Aerotropolis | 28055.5219 | 100% |  |  |  | 198411.8136 | 198411.8136
| Pressure Main - Greenfield - Type B - Bedding Sand / Select - PE100 - DN355 - 1.5m deep | 2032-07-01 | 2032-33 | Aerotropolis | 28055.5219 | 100% |  |  |  | 309096.9807 | 309096.9807
| Pressure Main - Greenfield - Type B - Bedding Sand / Select - PE100 - DN450 - 1.6m deep | 2032-07-01 | 2032-33 | Aerotropolis | 28055.5219 | 100% |  |  |  | 2508183.6615 | 2508183.6615
| Pressure Main - Greenfield - Type B - Bedding Sand / Select - PE100 - DN500 - 1.7m deep | 2032-07-01 | 2032-33 | Aerotropolis | 28055.5219 | 100% |  |  |  | 183600.7905 | 183600.7905
| Pressure Main - Greenfield - Type B - Bedding Sand / Select - PE100 - DN710 - 1.8m deep | 2032-07-01 | 2032-33 | Aerotropolis | 28055.5219 | 100% |  |  |  | 117028.0094 | 117028.0094
| E/O allowances for HDD Trenchless Crossings | 2032-07-01 | 2032-33 | Aerotropolis | 28055.5219 | 100% |  |  |  | 810706.013 | 810706.013
| Air Valves on lines > 300 (500m spacing) | 2032-07-01 | 2032-33 | Aerotropolis | 28055.5219 | 100% |  |  |  | 87215.9852 | 87215.9852
| Scour Valves on lines > 300 (500m spacing) | 2032-07-01 | 2032-33 | Aerotropolis | 28055.5219 | 100% |  |  |  | 263893.8608 | 263893.8608
| Hydrants on lines < 300 (200m spacing) | 2032-07-01 | 2032-33 | Aerotropolis | 28055.5219 | 100% |  |  |  | 101274.4827 | 101274.4827
| Section Valves on all lines (1000m spacing) | 2032-07-01 | 2032-33 | Aerotropolis | 28055.5219 | 100% |  |  |  | 212945.8591 | 212945.8591
| Pressure Main - Greenfield - Type B - Bedding Sand / Select - PE100 - DN180 - 1.3m deep. | 2032-07-01 | 2032-33 | Aerotropolis | 28055.5219 | 100% |  |  |  | 152505.0582 | 152505.0582
| Pressure Main - Greenfield - Type B - Bedding Sand / Select - PE100 - DN280 - 1.4m deep | 2032-07-01 | 2032-33 | Aerotropolis | 28055.5219 | 100% |  |  |  | 588855.4762 | 588855.4762
| Pressure Main - Greenfield - Type B - Bedding Sand / Select - PE100 - DN315 - 1.5m deep | 2032-07-01 | 2032-33 | Aerotropolis | 28055.5219 | 100% |  |  |  | 767662.6509 | 767662.6509
| Pressure Main - Greenfield - Type B - Bedding Sand / Select - PE100 - DN400 - 1.6m deep | 2032-07-01 | 2032-33 | Aerotropolis | 28055.5219 | 100% |  |  |  | 137844.2796 | 137844.2796
| Pressure Main - Greenfield - Type B - Bedding Sand / Select - PE100 - DN560 - 1.8m deep | 2032-07-01 | 2032-33 | Aerotropolis | 28055.5219 | 100% |  |  |  | 1068873.875 | 1068873.875
| Pressure Main - Greenfield - Type L - Stabilised Sand / Select - oPVC PN16 - DN250 - 1.5m deep | 2032-07-01 | 2032-33 | Aerotropolis | 28055.5219 | 100% |  |  |  | 155056.1459 | 155056.1459
| Pressure Main - Greenfield - Type L - Stabilised Sand / Select - DICL PN35 - DN300 - 1.5m deep | 2032-07-01 | 2032-33 | Aerotropolis | 28055.5219 | 100% |  |  |  | 223168.4897 | 223168.4897
| Pressure Main - Greenfield - Type L - Stabilised Sand / Select - DICL PN35 - DN375 - 1.6m deep | 2032-07-01 | 2032-33 | Aerotropolis | 28055.5219 | 100% |  |  |  | 56011.7147 | 56011.7147
| Pressure Main - Greenfield - Type L - Stabilised Sand / Select - DICL PN35 - DN450- 1.7m deep | 2032-07-01 | 2032-33 | Aerotropolis | 28055.5219 | 100% |  |  |  | 133269.1704 | 133269.1704
| Pressure Main - Greenfield - Type L - Stabilised Sand / Select - DICL PN35 - DN500 - 1.8m deep | 2032-07-01 | 2032-33 | Aerotropolis | 28055.5219 | 100% |  |  |  | 66601.7901 | 66601.7901
| Pressure Main - Greenfield - Type L - Stabilised Sand / Select - DICL PN35 - DN600 - 1.9m deep. | 2032-07-01 | 2032-33 | Aerotropolis | 28055.5219 | 100% |  |  |  | 44524.6349 | 44524.6349
| Pressure Main - Greenfield - Type L - Stabilised Sand / Select - DICL PN35 - DN750 - 2.0m deep. | 2032-07-01 | 2032-33 | Aerotropolis | 28055.5219 | 100% |  |  |  | 143711.9783 | 143711.9783
| Sydney Water Funded Waterways Renewals | 2032-07-01 | 2032-33 | Aerotropolis | 28055.5219 | 100% |  |  |  | 126.1289 | 126.1289
| Basins Renewals | 2032-07-01 | 2032-33 | Aerotropolis | 28055.5219 | 100% |  |  |  | 9633.1351 | 9633.1351
| Capex Renewals - from opex team | 2032-07-01 | 2032-33 | Aerotropolis | 28055.5219 | 100% |  |  |  | 34721.2859 | 34721.2859
| Ordinary Land Purchase | 2032-07-01 | 2032-33 | Aerotropolis | 28055.5219 | 100% |  |  |  | 65686744.4186 | 65686744.4186
| Outlet Channels - 10m wide - 15 drops / km (0.5% fall) | 2033-07-01 | 2033-34 | Aerotropolis | 28055.5219 | 100% |  |  |  | 581319.7625 | 581319.7625
| Trunk Drainage - 20m wide - 15 drops / km (0.5% fall) | 2033-07-01 | 2033-34 | Aerotropolis | 28055.5219 | 100% |  |  |  | 4880532.843 | 4880532.843
| Trunk Drainage - 25m wide - 15 drops / km (0.5% fall) | 2033-07-01 | 2033-34 | Aerotropolis | 28055.5219 | 100% |  |  |  | 736803.9119 | 736803.9119
| Trunk Drainage - 30m wide - 15 drops / km (0.5% fall) | 2033-07-01 | 2033-34 | Aerotropolis | 28055.5219 | 100% |  |  |  | 59915.9196 | 59915.9196
| Waterways - Full creek realignment / reconstruction | 2033-07-01 | 2033-34 | Aerotropolis | 28055.5219 | 100% |  |  |  | 3404531.2528 | 3404531.2528
| Waterways - Improvements & Revegetation | 2033-07-01 | 2033-34 | Aerotropolis | 28055.5219 | 100% |  |  |  | 636028.872 | 636028.872
| Waterways - Dam dewatering & Revegetation | 2033-07-01 | 2033-34 | Aerotropolis | 28055.5219 | 100% |  |  |  | 1532898.705 | 1532898.705
| Basin_AC_BC22D | 2033-07-01 | 2033-34 | Aerotropolis | 28055.5219 | 100% |  |  |  | 4015799.3477 | 4015799.3477
| Basin_AC_BC24 | 2033-07-01 | 2033-34 | Aerotropolis | 28055.5219 | 100% |  |  |  | 6759935.8153 | 6759935.8153
| Basin_AC_SC13 | 2033-07-01 | 2033-34 | Aerotropolis | 28055.5219 | 100% |  |  |  | 9548783.887 | 9548783.887
| Basin_Ag_BC02B | 2033-07-01 | 2033-34 | Aerotropolis | 28055.5219 | 100% |  |  |  | 11752321.9693 | 11752321.9693
| Basin_BC_BC01 | 2033-07-01 | 2033-34 | Aerotropolis | 28055.5219 | 100% |  |  |  | 10149113.3133 | 10149113.3133
| Basin_Ag_CC05B | 2033-07-01 | 2033-34 | Aerotropolis | 28055.5219 | 100% |  |  |  | 5574874.5135 | 5574874.5135
| Basin_Ag_CC06 | 2033-07-01 | 2033-34 | Aerotropolis | 28055.5219 | 100% |  |  |  | 6392509.6657 | 6392509.6657
| Basin_Ag_CC20 | 2033-07-01 | 2033-34 | Aerotropolis | 28055.5219 | 100% |  |  |  | 10924794.2048 | 10924794.2048
| Basin_NG_CC06 | 2033-07-01 | 2033-34 | Aerotropolis | 28055.5219 | 100% |  |  |  | 7715794.9156 | 7715794.9156
| Basin_NG_X00 | 2033-07-01 | 2033-34 | Aerotropolis | 28055.5219 | 100% |  |  |  | 4857206.2051 | 4857206.2051
| Basin_NG_X03 | 2033-07-01 | 2033-34 | Aerotropolis | 28055.5219 | 100% |  |  |  | 5481836.8479 | 5481836.8479
| Basin_NG_X05A | 2033-07-01 | 2033-34 | Aerotropolis | 28055.5219 | 100% |  |  |  | 6342132.0254 | 6342132.0254
| Basin_NG_X05B | 2033-07-01 | 2033-34 | Aerotropolis | 28055.5219 | 100% |  |  |  | 5737621.3577 | 5737621.3577
| GDC_DC04 | 2033-07-01 | 2033-34 | Aerotropolis | 28055.5219 | 100% |  |  |  | 9614727.7945 | 9614727.7945
| GDC_DC05 | 2033-07-01 | 2033-34 | Aerotropolis | 28055.5219 | 100% |  |  |  | 5983112.5915 | 5983112.5915
| Pressure Main - Greenfield - Type B - Bedding Sand / Select - PE100 - DN050 - 1.0m deep | 2033-07-01 | 2033-34 | Aerotropolis | 28055.5219 | 100% |  |  |  | 62137.1412 | 62137.1412
| Pressure Main - Greenfield - Type B - Bedding Sand / Select - PE100 - DN063 - 1.0m deep | 2033-07-01 | 2033-34 | Aerotropolis | 28055.5219 | 100% |  |  |  | 157872.0415 | 157872.0415
| Pressure Main - Greenfield - Type B - Bedding Sand / Select - PE100 - DN075 - 1.0m deep | 2033-07-01 | 2033-34 | Aerotropolis | 28055.5219 | 100% |  |  |  | 38308.3078 | 38308.3078
| Pressure Main - Greenfield - Type B - Bedding Sand / Select - PE100 - DN090 - 1.0m deep | 2033-07-01 | 2033-34 | Aerotropolis | 28055.5219 | 100% |  |  |  | 802463.5701 | 802463.5701
| Pressure Main - Greenfield - Type B - Bedding Sand / Select - PE100 - DN110 - 1.1m deep | 2033-07-01 | 2033-34 | Aerotropolis | 28055.5219 | 100% |  |  |  | 395984.289 | 395984.289
| Pressure Main - Greenfield - Type B - Bedding Sand / Select - PE100 - DN125 - 1.1m deep | 2033-07-01 | 2033-34 | Aerotropolis | 28055.5219 | 100% |  |  |  | 365478.416 | 365478.416
| Pressure Main - Greenfield - Type B - Bedding Sand / Select - PE100 - DN140 - 1.2m deep | 2033-07-01 | 2033-34 | Aerotropolis | 28055.5219 | 100% |  |  |  | 350711.2282 | 350711.2282
| Pressure Main - Greenfield - Type B - Bedding Sand / Select - PE100 - DN160 - 1.2m deep | 2033-07-01 | 2033-34 | Aerotropolis | 28055.5219 | 100% |  |  |  | 309941.1687 | 309941.1687
| Pressure Main - Greenfield - Type B - Bedding Sand / Select - PE100 - DN180 - 1.3m deep | 2033-07-01 | 2033-34 | Aerotropolis | 28055.5219 | 100% |  |  |  | 416899.9422 | 416899.9422
| Pressure Main - Greenfield - Type B - Bedding Sand / Select - PE100 - DN200 - 1.3m deep | 2033-07-01 | 2033-34 | Aerotropolis | 28055.5219 | 100% |  |  |  | 405517.2447 | 405517.2447
| Pressure Main - Greenfield - Type B - Bedding Sand / Select - PE100 - DN225 - 1.3m deep | 2033-07-01 | 2033-34 | Aerotropolis | 28055.5219 | 100% |  |  |  | 454566.5248 | 454566.5248
| Pressure Main - Greenfield - Type B - Bedding Sand / Select - PE100 - DN250 - 1.4m deep | 2033-07-01 | 2033-34 | Aerotropolis | 28055.5219 | 100% |  |  |  | 366645.072 | 366645.072
| Pressure Main - Greenfield - Type B - Bedding Sand / Select - PE100 - DN355 - 1.5m deep | 2033-07-01 | 2033-34 | Aerotropolis | 28055.5219 | 100% |  |  |  | 596144.8854 | 596144.8854
| Pressure Main - Greenfield - Type B - Bedding Sand / Select - PE100 - DN450 - 1.6m deep | 2033-07-01 | 2033-34 | Aerotropolis | 28055.5219 | 100% |  |  |  | 3504575.149 | 3504575.149
| Pressure Main - Greenfield - Type B - Bedding Sand / Select - PE100 - DN500 - 1.7m deep | 2033-07-01 | 2033-34 | Aerotropolis | 28055.5219 | 100% |  |  |  | 302144.4237 | 302144.4237
| Pressure Main - Greenfield - Type B - Bedding Sand / Select - PE100 - DN710 - 1.8m deep | 2033-07-01 | 2033-34 | Aerotropolis | 28055.5219 | 100% |  |  |  | 238851.8839 | 238851.8839
| E/O allowances for HDD Trenchless Crossings | 2033-07-01 | 2033-34 | Aerotropolis | 28055.5219 | 100% |  |  |  | 1210595.4058 | 1210595.4058
| Air Valves on lines > 300 (500m spacing) | 2033-07-01 | 2033-34 | Aerotropolis | 28055.5219 | 100% |  |  |  | 126792.2616 | 126792.2616
| Scour Valves on lines > 300 (500m spacing) | 2033-07-01 | 2033-34 | Aerotropolis | 28055.5219 | 100% |  |  |  | 383641.8215 | 383641.8215
| Hydrants on lines < 300 (200m spacing) | 2033-07-01 | 2033-34 | Aerotropolis | 28055.5219 | 100% |  |  |  | 156957.4407 | 156957.4407
| Section Valves on all lines (1000m spacing) | 2033-07-01 | 2033-34 | Aerotropolis | 28055.5219 | 100% |  |  |  | 322409.4951 | 322409.4951
| Pressure Main - Greenfield - Type B - Bedding Sand / Select - PE100 - DN180 - 1.3m deep. | 2033-07-01 | 2033-34 | Aerotropolis | 28055.5219 | 100% |  |  |  | 218801.8582 | 218801.8582
| Pressure Main - Greenfield - Type B - Bedding Sand / Select - PE100 - DN280 - 1.4m deep | 2033-07-01 | 2033-34 | Aerotropolis | 28055.5219 | 100% |  |  |  | 741255.1368 | 741255.1368
| Pressure Main - Greenfield - Type B - Bedding Sand / Select - PE100 - DN315 - 1.5m deep | 2033-07-01 | 2033-34 | Aerotropolis | 28055.5219 | 100% |  |  |  | 1018571.6233 | 1018571.6233
| Pressure Main - Greenfield - Type B - Bedding Sand / Select - PE100 - DN400 - 1.6m deep | 2033-07-01 | 2033-34 | Aerotropolis | 28055.5219 | 100% |  |  |  | 197767.7651 | 197767.7651
| Pressure Main - Greenfield - Type B - Bedding Sand / Select - PE100 - DN560 - 1.8m deep | 2033-07-01 | 2033-34 | Aerotropolis | 28055.5219 | 100% |  |  |  | 1533533.3326 | 1533533.3326
| Pressure Main - Greenfield - Type L - Stabilised Sand / Select - oPVC PN16 - DN250 - 1.5m deep | 2033-07-01 | 2033-34 | Aerotropolis | 28055.5219 | 100% |  |  |  | 246893.5772 | 246893.5772
| Pressure Main - Greenfield - Type L - Stabilised Sand / Select - DICL PN35 - DN300 - 1.5m deep | 2033-07-01 | 2033-34 | Aerotropolis | 28055.5219 | 100% |  |  |  | 355347.8414 | 355347.8414
| Pressure Main - Greenfield - Type L - Stabilised Sand / Select - DICL PN35 - DN375 - 1.6m deep | 2033-07-01 | 2033-34 | Aerotropolis | 28055.5219 | 100% |  |  |  | 89186.6139 | 89186.6139
| Pressure Main - Greenfield - Type L - Stabilised Sand / Select - DICL PN35 - DN450- 1.7m deep | 2033-07-01 | 2033-34 | Aerotropolis | 28055.5219 | 100% |  |  |  | 212202.5026 | 212202.5026
| Pressure Main - Greenfield - Type L - Stabilised Sand / Select - DICL PN35 - DN500 - 1.8m deep | 2033-07-01 | 2033-34 | Aerotropolis | 28055.5219 | 100% |  |  |  | 106049.0322 | 106049.0322
| Pressure Main - Greenfield - Type L - Stabilised Sand / Select - DICL PN35 - DN600 - 1.9m deep. | 2033-07-01 | 2033-34 | Aerotropolis | 28055.5219 | 100% |  |  |  | 70895.9088 | 70895.9088
| Pressure Main - Greenfield - Type L - Stabilised Sand / Select - DICL PN35 - DN750 - 2.0m deep. | 2033-07-01 | 2033-34 | Aerotropolis | 28055.5219 | 100% |  |  |  | 228830.4292 | 228830.4292
| Sydney Water Funded Waterways Renewals | 2033-07-01 | 2033-34 | Aerotropolis | 28055.5219 | 100% |  |  |  | 126.1289 | 126.1289
| Basins Renewals | 2033-07-01 | 2033-34 | Aerotropolis | 28055.5219 | 100% |  |  |  | 20763.2914 | 20763.2914
| Capex Renewals - from opex team | 2033-07-01 | 2033-34 | Aerotropolis | 28055.5219 | 100% |  |  |  | 82417.4977 | 82417.4977
| Ordinary Land Purchase | 2033-07-01 | 2033-34 | Aerotropolis | 28055.5219 | 100% |  |  |  | 120139440.9032 | 120139440.9032
| Outlet Channels - 10m wide - 15 drops / km (0.5% fall) | 2034-07-01 | 2034-35 | Aerotropolis | 28055.5219 | 100% |  |  |  | 79164.6432 | 79164.6432
| Trunk Drainage - 20m wide - 15 drops / km (0.5% fall) | 2034-07-01 | 2034-35 | Aerotropolis | 28055.5219 | 100% |  |  |  | 1408031.3183 | 1408031.3183
| Trunk Drainage - 25m wide - 15 drops / km (0.5% fall) | 2034-07-01 | 2034-35 | Aerotropolis | 28055.5219 | 100% |  |  |  | 1359405.124 | 1359405.124
| Waterways - Full creek realignment / reconstruction | 2034-07-01 | 2034-35 | Aerotropolis | 28055.5219 | 100% |  |  |  | 437574.06 | 437574.06
| Waterways - Improvements & Revegetation | 2034-07-01 | 2034-35 | Aerotropolis | 28055.5219 | 100% |  |  |  | 2127092.155 | 2127092.155
| Waterways - Protection & Revegetation | 2034-07-01 | 2034-35 | Aerotropolis | 28055.5219 | 100% |  |  |  | 658942.2117 | 658942.2117
| Waterways - Dam dewatering & Revegetation | 2034-07-01 | 2034-35 | Aerotropolis | 28055.5219 | 100% |  |  |  | 532083.8189 | 532083.8189
| Basin_AC_TC02 | 2034-07-01 | 2034-35 | Aerotropolis | 28055.5219 | 100% |  |  |  | 4369367.2228 | 4369367.2228
| Basin_AC_TC07 | 2034-07-01 | 2034-35 | Aerotropolis | 28055.5219 | 100% |  |  |  | 5424133.2798 | 5424133.2798
| Basin_AC_TC08 | 2034-07-01 | 2034-35 | Aerotropolis | 28055.5219 | 100% |  |  |  | 2273415.946 | 2273415.946
| Basin_AC_TC11 | 2034-07-01 | 2034-35 | Aerotropolis | 28055.5219 | 100% |  |  |  | 2077265.7751 | 2077265.7751
| Basin_Ag_CC12A | 2034-07-01 | 2034-35 | Aerotropolis | 28055.5219 | 100% |  |  |  | 4283096.3785 | 4283096.3785
| Basin_AG_MC04 | 2034-07-01 | 2034-35 | Aerotropolis | 28055.5219 | 100% |  |  |  | 21922854.7018 | 21922854.7018
| Pressure Main - Greenfield - Type B - Bedding Sand / Select - PE100 - DN050 - 1.0m deep | 2034-07-01 | 2034-35 | Aerotropolis | 28055.5219 | 100% |  |  |  | 46668.4396 | 46668.4396
| Pressure Main - Greenfield - Type B - Bedding Sand / Select - PE100 - DN063 - 1.0m deep | 2034-07-01 | 2034-35 | Aerotropolis | 28055.5219 | 100% |  |  |  | 89939.0395 | 89939.0395
| Pressure Main - Greenfield - Type B - Bedding Sand / Select - PE100 - DN075 - 1.0m deep | 2034-07-01 | 2034-35 | Aerotropolis | 28055.5219 | 100% |  |  |  | 36095.0024 | 36095.0024
| Pressure Main - Greenfield - Type B - Bedding Sand / Select - PE100 - DN090 - 1.0m deep | 2034-07-01 | 2034-35 | Aerotropolis | 28055.5219 | 100% |  |  |  | 112067.2918 | 112067.2918
| Pressure Main - Greenfield - Type B - Bedding Sand / Select - PE100 - DN110 - 1.1m deep | 2034-07-01 | 2034-35 | Aerotropolis | 28055.5219 | 100% |  |  |  | 60825.1681 | 60825.1681
| Pressure Main - Greenfield - Type B - Bedding Sand / Select - PE100 - DN125 - 1.1m deep | 2034-07-01 | 2034-35 | Aerotropolis | 28055.5219 | 100% |  |  |  | 91030.144 | 91030.144
| Pressure Main - Greenfield - Type B - Bedding Sand / Select - PE100 - DN140 - 1.2m deep | 2034-07-01 | 2034-35 | Aerotropolis | 28055.5219 | 100% |  |  |  | 70471.1967 | 70471.1967
| Pressure Main - Greenfield - Type B - Bedding Sand / Select - PE100 - DN160 - 1.2m deep | 2034-07-01 | 2034-35 | Aerotropolis | 28055.5219 | 100% |  |  |  | 53599.0154 | 53599.0154
| Pressure Main - Greenfield - Type B - Bedding Sand / Select - PE100 - DN180 - 1.3m deep | 2034-07-01 | 2034-35 | Aerotropolis | 28055.5219 | 100% |  |  |  | 67533.0729 | 67533.0729
| Pressure Main - Greenfield - Type B - Bedding Sand / Select - PE100 - DN200 - 1.3m deep | 2034-07-01 | 2034-35 | Aerotropolis | 28055.5219 | 100% |  |  |  | 126553.3211 | 126553.3211
| Pressure Main - Greenfield - Type B - Bedding Sand / Select - PE100 - DN225 - 1.3m deep | 2034-07-01 | 2034-35 | Aerotropolis | 28055.5219 | 100% |  |  |  | 378826.4339 | 378826.4339
| Pressure Main - Greenfield - Type B - Bedding Sand / Select - PE100 - DN250 - 1.4m deep | 2034-07-01 | 2034-35 | Aerotropolis | 28055.5219 | 100% |  |  |  | 93365.8133 | 93365.8133
| Pressure Main - Greenfield - Type B - Bedding Sand / Select - PE100 - DN355 - 1.5m deep | 2034-07-01 | 2034-35 | Aerotropolis | 28055.5219 | 100% |  |  |  | 166962.9754 | 166962.9754
| Pressure Main - Greenfield - Type B - Bedding Sand / Select - PE100 - DN450 - 1.6m deep | 2034-07-01 | 2034-35 | Aerotropolis | 28055.5219 | 100% |  |  |  | 3439636.3516 | 3439636.3516
| Pressure Main - Greenfield - Type B - Bedding Sand / Select - PE100 - DN500 - 1.7m deep | 2034-07-01 | 2034-35 | Aerotropolis | 28055.5219 | 100% |  |  |  | 54399.5948 | 54399.5948
| Pressure Main - Greenfield - Type B - Bedding Sand / Select - PE100 - DN710 - 1.8m deep | 2034-07-01 | 2034-35 | Aerotropolis | 28055.5219 | 100% |  |  |  | 74540.601 | 74540.601
| E/O allowances for HDD Trenchless Crossings | 2034-07-01 | 2034-35 | Aerotropolis | 28055.5219 | 100% |  |  |  | 595729.2043 | 595729.2043
| Air Valves on lines > 300 (500m spacing) | 2034-07-01 | 2034-35 | Aerotropolis | 28055.5219 | 100% |  |  |  | 81388.3247 | 81388.3247
| Scour Valves on lines > 300 (500m spacing) | 2034-07-01 | 2034-35 | Aerotropolis | 28055.5219 | 100% |  |  |  | 246260.8107 | 246260.8107
| Hydrants on lines < 300 (200m spacing) | 2034-07-01 | 2034-35 | Aerotropolis | 28055.5219 | 100% |  |  |  | 53853.9632 | 53853.9632
| Section Valves on all lines (1000m spacing) | 2034-07-01 | 2034-35 | Aerotropolis | 28055.5219 | 100% |  |  |  | 144952.0636 | 144952.0636
| Pressure Main - Greenfield - Type B - Bedding Sand / Select - PE100 - DN180 - 1.3m deep. | 2034-07-01 | 2034-35 | Aerotropolis | 28055.5219 | 100% |  |  |  | 17465.1494 | 17465.1494
| Pressure Main - Greenfield - Type B - Bedding Sand / Select - PE100 - DN280 - 1.4m deep | 2034-07-01 | 2034-35 | Aerotropolis | 28055.5219 | 100% |  |  |  | 682111.0548 | 682111.0548
| Pressure Main - Greenfield - Type B - Bedding Sand / Select - PE100 - DN315 - 1.5m deep | 2034-07-01 | 2034-35 | Aerotropolis | 28055.5219 | 100% |  |  |  | 579290.8022 | 579290.8022
| Pressure Main - Greenfield - Type B - Bedding Sand / Select - PE100 - DN400 - 1.6m deep | 2034-07-01 | 2034-35 | Aerotropolis | 28055.5219 | 100% |  |  |  | 15786.171 | 15786.171
| Pressure Main - Greenfield - Type B - Bedding Sand / Select - PE100 - DN560 - 1.8m deep | 2034-07-01 | 2034-35 | Aerotropolis | 28055.5219 | 100% |  |  |  | 122409.3293 | 122409.3293
| Pressure Main - Greenfield - Type L - Stabilised Sand / Select - oPVC PN16 - DN250 - 1.5m deep | 2034-07-01 | 2034-35 | Aerotropolis | 28055.5219 | 100% |  |  |  | 1220287.9739 | 1220287.9739
| Pressure Main - Greenfield - Type L - Stabilised Sand / Select - DICL PN35 - DN300 - 1.5m deep | 2034-07-01 | 2034-35 | Aerotropolis | 28055.5219 | 100% |  |  |  | 1756330.4092 | 1756330.4092
| Pressure Main - Greenfield - Type L - Stabilised Sand / Select - DICL PN35 - DN375 - 1.6m deep | 2034-07-01 | 2034-35 | Aerotropolis | 28055.5219 | 100% |  |  |  | 440810.7881 | 440810.7881
| Pressure Main - Greenfield - Type L - Stabilised Sand / Select - DICL PN35 - DN450- 1.7m deep | 2034-07-01 | 2034-35 | Aerotropolis | 28055.5219 | 100% |  |  |  | 1048825.024 | 1048825.024
| Pressure Main - Greenfield - Type L - Stabilised Sand / Select - DICL PN35 - DN500 - 1.8m deep | 2034-07-01 | 2034-35 | Aerotropolis | 28055.5219 | 100% |  |  |  | 524154.4157 | 524154.4157
| Pressure Main - Greenfield - Type L - Stabilised Sand / Select - DICL PN35 - DN600 - 1.9m deep. | 2034-07-01 | 2034-35 | Aerotropolis | 28055.5219 | 100% |  |  |  | 350407.7585 | 350407.7585
| Pressure Main - Greenfield - Type L - Stabilised Sand / Select - DICL PN35 - DN750 - 2.0m deep. | 2034-07-01 | 2034-35 | Aerotropolis | 28055.5219 | 100% |  |  |  | 1131009.6604 | 1131009.6604
| Sydney Water Funded Waterways Renewals | 2034-07-01 | 2034-35 | Aerotropolis | 28055.5219 | 100% |  |  |  | 126.1289 | 126.1289
| Basins Renewals | 2034-07-01 | 2034-35 | Aerotropolis | 28055.5219 | 100% |  |  |  | 33317.5422 | 33317.5422
| Capex Renewals - from opex team | 2034-07-01 | 2034-35 | Aerotropolis | 28055.5219 | 100% |  |  |  | 125768.0418 | 125768.0418
| Ordinary Land Purchase | 2034-07-01 | 2034-35 | Aerotropolis | 28055.5219 | 100% |  |  |  | 36848040.8225 | 36848040.8225
| Outlet Channels - 10m wide - 15 drops / km (0.5% fall) | 2035-07-01 | 2035-36 | Aerotropolis | 28055.5219 | 100% |  |  |  | 465821.3774 | 465821.3774
| Trunk Drainage - 20m wide - 15 drops / km (0.5% fall) | 2035-07-01 | 2035-36 | Aerotropolis | 28055.5219 | 100% |  |  |  | 2300396.1214 | 2300396.1214
| Trunk Drainage - 25m wide - 15 drops / km (0.5% fall) | 2035-07-01 | 2035-36 | Aerotropolis | 28055.5219 | 100% |  |  |  | 881428.751 | 881428.751
| Trunk Drainage - 30m wide - 15 drops / km (0.5% fall) | 2035-07-01 | 2035-36 | Aerotropolis | 28055.5219 | 100% |  |  |  | 42327.3174 | 42327.3174
| Waterways - Full creek realignment / reconstruction | 2035-07-01 | 2035-36 | Aerotropolis | 28055.5219 | 100% |  |  |  | 6201.1356 | 6201.1356
| Waterways - Improvements & Revegetation | 2035-07-01 | 2035-36 | Aerotropolis | 28055.5219 | 100% |  |  |  | 13564.6656 | 13564.6656
| Waterways - Protection & Revegetation | 2035-07-01 | 2035-36 | Aerotropolis | 28055.5219 | 100% |  |  |  | 3996.8584 | 3996.8584
| Waterways - Dam dewatering & Revegetation | 2035-07-01 | 2035-36 | Aerotropolis | 28055.5219 | 100% |  |  |  | 4824.4362 | 4824.4362
| Basin_AC_BC19A | 2035-07-01 | 2035-36 | Aerotropolis | 28055.5219 | 100% |  |  |  | 4072753.7987 | 4072753.7987
| Basin_Ag_CC09 | 2035-07-01 | 2035-36 | Aerotropolis | 28055.5219 | 100% |  |  |  | 5287573.9017 | 5287573.9017
| Basin_Ag_CC17 | 2035-07-01 | 2035-36 | Aerotropolis | 28055.5219 | 100% |  |  |  | 9057921.7076 | 9057921.7076
| Basin_Ag_CC18 | 2035-07-01 | 2035-36 | Aerotropolis | 28055.5219 | 100% |  |  |  | 5141570.805 | 5141570.805
| Basin_Ag_CC21 | 2035-07-01 | 2035-36 | Aerotropolis | 28055.5219 | 100% |  |  |  | 5821426.7445 | 5821426.7445
| Basin_NG_CC15 | 2035-07-01 | 2035-36 | Aerotropolis | 28055.5219 | 100% |  |  |  | 9327699.863 | 9327699.863
| Basin_AG_MC01 | 2035-07-01 | 2035-36 | Aerotropolis | 28055.5219 | 100% |  |  |  | 7862674.6206 | 7862674.6206
| Pressure Main - Greenfield - Type B - Bedding Sand / Select - PE100 - DN050 - 1.0m deep | 2035-07-01 | 2035-36 | Aerotropolis | 28055.5219 | 100% |  |  |  | 15935.9615 | 15935.9615
| Pressure Main - Greenfield - Type B - Bedding Sand / Select - PE100 - DN063 - 1.0m deep | 2035-07-01 | 2035-36 | Aerotropolis | 28055.5219 | 100% |  |  |  | 29622.1323 | 29622.1323
| Pressure Main - Greenfield - Type B - Bedding Sand / Select - PE100 - DN075 - 1.0m deep | 2035-07-01 | 2035-36 | Aerotropolis | 28055.5219 | 100% |  |  |  | 12604.1059 | 12604.1059
| Pressure Main - Greenfield - Type B - Bedding Sand / Select - PE100 - DN090 - 1.0m deep | 2035-07-01 | 2035-36 | Aerotropolis | 28055.5219 | 100% |  |  |  | 468644.9132 | 468644.9132
| Pressure Main - Greenfield - Type B - Bedding Sand / Select - PE100 - DN110 - 1.1m deep | 2035-07-01 | 2035-36 | Aerotropolis | 28055.5219 | 100% |  |  |  | 227778.1845 | 227778.1845
| Pressure Main - Greenfield - Type B - Bedding Sand / Select - PE100 - DN125 - 1.1m deep | 2035-07-01 | 2035-36 | Aerotropolis | 28055.5219 | 100% |  |  |  | 87932.7612 | 87932.7612
| Pressure Main - Greenfield - Type B - Bedding Sand / Select - PE100 - DN140 - 1.2m deep | 2035-07-01 | 2035-36 | Aerotropolis | 28055.5219 | 100% |  |  |  | 124764.3593 | 124764.3593
| Pressure Main - Greenfield - Type B - Bedding Sand / Select - PE100 - DN160 - 1.2m deep | 2035-07-01 | 2035-36 | Aerotropolis | 28055.5219 | 100% |  |  |  | 179570.0196 | 179570.0196
| Pressure Main - Greenfield - Type B - Bedding Sand / Select - PE100 - DN180 - 1.3m deep | 2035-07-01 | 2035-36 | Aerotropolis | 28055.5219 | 100% |  |  |  | 187157.2362 | 187157.2362
| Pressure Main - Greenfield - Type B - Bedding Sand / Select - PE100 - DN200 - 1.3m deep | 2035-07-01 | 2035-36 | Aerotropolis | 28055.5219 | 100% |  |  |  | 36440.4609 | 36440.4609
| Pressure Main - Greenfield - Type B - Bedding Sand / Select - PE100 - DN225 - 1.3m deep | 2035-07-01 | 2035-36 | Aerotropolis | 28055.5219 | 100% |  |  |  | 144980.1231 | 144980.1231
| Pressure Main - Greenfield - Type B - Bedding Sand / Select - PE100 - DN250 - 1.4m deep | 2035-07-01 | 2035-36 | Aerotropolis | 28055.5219 | 100% |  |  |  | 83320.9359 | 83320.9359
| Pressure Main - Greenfield - Type B - Bedding Sand / Select - PE100 - DN355 - 1.5m deep | 2035-07-01 | 2035-36 | Aerotropolis | 28055.5219 | 100% |  |  |  | 99218.9877 | 99218.9877
| Pressure Main - Greenfield - Type B - Bedding Sand / Select - PE100 - DN450 - 1.6m deep | 2035-07-01 | 2035-36 | Aerotropolis | 28055.5219 | 100% |  |  |  | 1205267.3793 | 1205267.3793
| Pressure Main - Greenfield - Type B - Bedding Sand / Select - PE100 - DN500 - 1.7m deep | 2035-07-01 | 2035-36 | Aerotropolis | 28055.5219 | 100% |  |  |  | 122588.8836 | 122588.8836
| Pressure Main - Greenfield - Type B - Bedding Sand / Select - PE100 - DN710 - 1.8m deep | 2035-07-01 | 2035-36 | Aerotropolis | 28055.5219 | 100% |  |  |  | 21463.6316 | 21463.6316
| E/O allowances for HDD Trenchless Crossings | 2035-07-01 | 2035-36 | Aerotropolis | 28055.5219 | 100% |  |  |  | 516530.0682 | 516530.0682
| Air Valves on lines > 300 (500m spacing) | 2035-07-01 | 2035-36 | Aerotropolis | 28055.5219 | 100% |  |  |  | 52060.7603 | 52060.7603
| Scour Valves on lines > 300 (500m spacing) | 2035-07-01 | 2035-36 | Aerotropolis | 28055.5219 | 100% |  |  |  | 157522.9012 | 157522.9012
| Hydrants on lines < 300 (200m spacing) | 2035-07-01 | 2035-36 | Aerotropolis | 28055.5219 | 100% |  |  |  | 67230.4027 | 67230.4027
| Section Valves on all lines (1000m spacing) | 2035-07-01 | 2035-36 | Aerotropolis | 28055.5219 | 100% |  |  |  | 136101.9514 | 136101.9514
| Pressure Main - Greenfield - Type B - Bedding Sand / Select - PE100 - DN180 - 1.3m deep. | 2035-07-01 | 2035-36 | Aerotropolis | 28055.5219 | 100% |  |  |  | 141235.7396 | 141235.7396
| Pressure Main - Greenfield - Type B - Bedding Sand / Select - PE100 - DN280 - 1.4m deep | 2035-07-01 | 2035-36 | Aerotropolis | 28055.5219 | 100% |  |  |  | 403872.9953 | 403872.9953
| Pressure Main - Greenfield - Type B - Bedding Sand / Select - PE100 - DN315 - 1.5m deep | 2035-07-01 | 2035-36 | Aerotropolis | 28055.5219 | 100% |  |  |  | 597844.5768 | 597844.5768
| Pressure Main - Greenfield - Type B - Bedding Sand / Select - PE100 - DN400 - 1.6m deep | 2035-07-01 | 2035-36 | Aerotropolis | 28055.5219 | 100% |  |  |  | 127658.3151 | 127658.3151
| Pressure Main - Greenfield - Type B - Bedding Sand / Select - PE100 - DN560 - 1.8m deep | 2035-07-01 | 2035-36 | Aerotropolis | 28055.5219 | 100% |  |  |  | 989889.7391 | 989889.7391
| AWRC to Badgerys Creek RW Pump Station - (D/S 430L/s @ 104m head on slab) (located at AWRC) | 2035-07-01 | 2035-36 | Aerotropolis | 28055.5219 | 100% |  |  |  | 1268279.8985 | 1268279.8985
| Pressure Main - Greenfield - Type L - Stabilised Sand / Select - DICL PN35 - DN600 - 1.9m deep | 2035-07-01 | 2035-36 | Aerotropolis | 28055.5219 | 100% |  |  |  | 4296255.0935 | 4296255.0935
| AWRC to Dwyers Road RW Pump Station - (D/S 530L/s @ 100m head on slab) (located at AWRC) | 2035-07-01 | 2035-36 | Aerotropolis | 28055.5219 | 100% |  |  |  | 1563228.7121 | 1563228.7121
| Pressure Main - Greenfield - Type L - Stabilised Sand / Select - DICL PN35 - DN750 - 2.0m deep | 2035-07-01 | 2035-36 | Aerotropolis | 28055.5219 | 100% |  |  |  | 8561396.0367 | 8561396.0367
| Badgerys Creek Booster RW Pump Station - (D/S 220L/s @ 50m head on slab) (located at remote site) | 2035-07-01 | 2035-36 | Aerotropolis | 28055.5219 | 100% |  |  |  | 692146.7655 | 692146.7655
| RW - Reservoir (Badgerys Creek) | 2035-07-01 | 2035-36 | Aerotropolis | 28055.5219 | 100% |  |  |  | 4484401.7619 | 4484401.7619
| RW - Reservoir (Dwyer Road) | 2035-07-01 | 2035-36 | Aerotropolis | 28055.5219 | 100% |  |  |  | 5605502.2024 | 5605502.2024
| Potable Top-up - Pressure Main - Greenfield - Type L - Stabilised Sand / Select - DICL PN35 - DN750 - 2.0m deep | 2035-07-01 | 2035-36 | Aerotropolis | 28055.5219 | 100% |  |  |  | 4574791.7753 | 4574791.7753
| Pressure Main - Greenfield - Type L - Stabilised Sand / Select - oPVC PN16 - DN250 - 1.5m deep | 2035-07-01 | 2035-36 | Aerotropolis | 28055.5219 | 100% |  |  |  | 298465.6554 | 298465.6554
| Pressure Main - Greenfield - Type L - Stabilised Sand / Select - DICL PN35 - DN300 - 1.5m deep | 2035-07-01 | 2035-36 | Aerotropolis | 28055.5219 | 100% |  |  |  | 429574.2628 | 429574.2628
| Pressure Main - Greenfield - Type L - Stabilised Sand / Select - DICL PN35 - DN375 - 1.6m deep | 2035-07-01 | 2035-36 | Aerotropolis | 28055.5219 | 100% |  |  |  | 107816.2562 | 107816.2562
| Pressure Main - Greenfield - Type L - Stabilised Sand / Select - DICL PN35 - DN450- 1.7m deep | 2035-07-01 | 2035-36 | Aerotropolis | 28055.5219 | 100% |  |  |  | 256528.1761 | 256528.1761
| Pressure Main - Greenfield - Type L - Stabilised Sand / Select - DICL PN35 - DN500 - 1.8m deep | 2035-07-01 | 2035-36 | Aerotropolis | 28055.5219 | 100% |  |  |  | 128200.9612 | 128200.9612
| Pressure Main - Greenfield - Type L - Stabilised Sand / Select - DICL PN35 - DN600 - 1.9m deep. | 2035-07-01 | 2035-36 | Aerotropolis | 28055.5219 | 100% |  |  |  | 85704.9185 | 85704.9185
| Pressure Main - Greenfield - Type L - Stabilised Sand / Select - DICL PN35 - DN750 - 2.0m deep. | 2035-07-01 | 2035-36 | Aerotropolis | 28055.5219 | 100% |  |  |  | 276629.4078 | 276629.4078
| Sydney Water Funded Waterways Renewals | 2035-07-01 | 2035-36 | Aerotropolis | 28055.5219 | 100% |  |  |  | 126.1289 | 126.1289
| Basins Renewals | 2035-07-01 | 2035-36 | Aerotropolis | 28055.5219 | 100% |  |  |  | 48025.9175 | 48025.9175
| Stormwater Treatment Renewals | 2035-07-01 | 2035-36 | Aerotropolis | 28055.5219 | 100% |  |  |  | 171338.9361 | 171338.9361
| Capex Renewals - from opex team | 2035-07-01 | 2035-36 | Aerotropolis | 28055.5219 | 100% |  |  |  | 188820.284 | 188820.284
| Ordinary Land Purchase | 2035-07-01 | 2035-36 | Aerotropolis | 28055.5219 | 100% |  |  |  | 45143955.5409 | 45143955.5409
| Outlet Channels - 10m wide - 15 drops / km (0.5% fall) | 2036-07-01 | 2036-37 | Aerotropolis | 28055.5219 | 100% |  |  |  | 570664.8579 | 570664.8579
| Trunk Drainage - 20m wide - 15 drops / km (0.5% fall) | 2036-07-01 | 2036-37 | Aerotropolis | 28055.5219 | 100% |  |  |  | 2860909.2684 | 2860909.2684
| Trunk Drainage - 25m wide - 15 drops / km (0.5% fall) | 2036-07-01 | 2036-37 | Aerotropolis | 28055.5219 | 100% |  |  |  | 191751.267 | 191751.267
| Trunk Drainage - 30m wide - 15 drops / km (0.5% fall) | 2036-07-01 | 2036-37 | Aerotropolis | 28055.5219 | 100% |  |  |  | 58817.7316 | 58817.7316
| Waterways - Full creek realignment / reconstruction | 2036-07-01 | 2036-37 | Aerotropolis | 28055.5219 | 100% |  |  |  | 173857.1498 | 173857.1498
| Waterways - Improvements & Revegetation | 2036-07-01 | 2036-37 | Aerotropolis | 28055.5219 | 100% |  |  |  | 845137.3453 | 845137.3453
| Waterways - Protection & Revegetation | 2036-07-01 | 2036-37 | Aerotropolis | 28055.5219 | 100% |  |  |  | 261811.2573 | 261811.2573
| Waterways - Dam dewatering & Revegetation | 2036-07-01 | 2036-37 | Aerotropolis | 28055.5219 | 100% |  |  |  | 211407.8157 | 211407.8157
| Basin_AC_BC01 | 2036-07-01 | 2036-37 | Aerotropolis | 28055.5219 | 100% |  |  |  | 11777084.0879 | 11777084.0879
| Basin_AC_BC02 | 2036-07-01 | 2036-37 | Aerotropolis | 28055.5219 | 100% |  |  |  | 9149407.6332 | 9149407.6332
| Basin_BC_BC09 | 2036-07-01 | 2036-37 | Aerotropolis | 28055.5219 | 100% |  |  |  | 9625300.7909 | 9625300.7909
| Basin_NG_BC06 | 2036-07-01 | 2036-37 | Aerotropolis | 28055.5219 | 100% |  |  |  | 6759522.9179 | 6759522.9179
| Basin_Ag_CC12B | 2036-07-01 | 2036-37 | Aerotropolis | 28055.5219 | 100% |  |  |  | 5042572.3235 | 5042572.3235
| Basin_NG_X06 | 2036-07-01 | 2036-37 | Aerotropolis | 28055.5219 | 100% |  |  |  | 5793304.8247 | 5793304.8247
| Basin_NG_X07 | 2036-07-01 | 2036-37 | Aerotropolis | 28055.5219 | 100% |  |  |  | 10157643.3792 | 10157643.3792
| Pressure Main - Greenfield - Type B - Bedding Sand / Select - PE100 - DN050 - 1.0m deep | 2036-07-01 | 2036-37 | Aerotropolis | 28055.5219 | 100% |  |  |  | 29912.3874 | 29912.3874
| Pressure Main - Greenfield - Type B - Bedding Sand / Select - PE100 - DN063 - 1.0m deep | 2036-07-01 | 2036-37 | Aerotropolis | 28055.5219 | 100% |  |  |  | 98295.034 | 98295.034
| Pressure Main - Greenfield - Type B - Bedding Sand / Select - PE100 - DN075 - 1.0m deep | 2036-07-01 | 2036-37 | Aerotropolis | 28055.5219 | 100% |  |  |  | 12738.3906 | 12738.3906
| Pressure Main - Greenfield - Type B - Bedding Sand / Select - PE100 - DN090 - 1.0m deep | 2036-07-01 | 2036-37 | Aerotropolis | 28055.5219 | 100% |  |  |  | 340889.602 | 340889.602
| Pressure Main - Greenfield - Type B - Bedding Sand / Select - PE100 - DN110 - 1.1m deep | 2036-07-01 | 2036-37 | Aerotropolis | 28055.5219 | 100% |  |  |  | 169222.1339 | 169222.1339
| Pressure Main - Greenfield - Type B - Bedding Sand / Select - PE100 - DN125 - 1.1m deep | 2036-07-01 | 2036-37 | Aerotropolis | 28055.5219 | 100% |  |  |  | 258045.0733 | 258045.0733
| Pressure Main - Greenfield - Type B - Bedding Sand / Select - PE100 - DN140 - 1.2m deep | 2036-07-01 | 2036-37 | Aerotropolis | 28055.5219 | 100% |  |  |  | 216220.4782 | 216220.4782
| Pressure Main - Greenfield - Type B - Bedding Sand / Select - PE100 - DN160 - 1.2m deep | 2036-07-01 | 2036-37 | Aerotropolis | 28055.5219 | 100% |  |  |  | 128727.4725 | 128727.4725
| Pressure Main - Greenfield - Type B - Bedding Sand / Select - PE100 - DN180 - 1.3m deep | 2036-07-01 | 2036-37 | Aerotropolis | 28055.5219 | 100% |  |  |  | 226824.7027 | 226824.7027
| Pressure Main - Greenfield - Type B - Bedding Sand / Select - PE100 - DN200 - 1.3m deep | 2036-07-01 | 2036-37 | Aerotropolis | 28055.5219 | 100% |  |  |  | 333838.3801 | 333838.3801
| Pressure Main - Greenfield - Type B - Bedding Sand / Select - PE100 - DN225 - 1.3m deep | 2036-07-01 | 2036-37 | Aerotropolis | 28055.5219 | 100% |  |  |  | 176167.749 | 176167.749
| Pressure Main - Greenfield - Type B - Bedding Sand / Select - PE100 - DN250 - 1.4m deep | 2036-07-01 | 2036-37 | Aerotropolis | 28055.5219 | 100% |  |  |  | 262672.6348 | 262672.6348
| Pressure Main - Greenfield - Type B - Bedding Sand / Select - PE100 - DN355 - 1.5m deep | 2036-07-01 | 2036-37 | Aerotropolis | 28055.5219 | 100% |  |  |  | 455280.0167 | 455280.0167
| Pressure Main - Greenfield - Type B - Bedding Sand / Select - PE100 - DN450 - 1.6m deep | 2036-07-01 | 2036-37 | Aerotropolis | 28055.5219 | 100% |  |  |  | 1058242.431 | 1058242.431
| Pressure Main - Greenfield - Type B - Bedding Sand / Select - PE100 - DN500 - 1.7m deep | 2036-07-01 | 2036-37 | Aerotropolis | 28055.5219 | 100% |  |  |  | 174536.5303 | 174536.5303
| Pressure Main - Greenfield - Type B - Bedding Sand / Select - PE100 - DN710 - 1.8m deep | 2036-07-01 | 2036-37 | Aerotropolis | 28055.5219 | 100% |  |  |  | 196632.639 | 196632.639
| E/O allowances for HDD Trenchless Crossings | 2036-07-01 | 2036-37 | Aerotropolis | 28055.5219 | 100% |  |  |  | 517478.2007 | 517478.2007
| Air Valves on lines > 300 (500m spacing) | 2036-07-01 | 2036-37 | Aerotropolis | 28055.5219 | 100% |  |  |  | 48209.6717 | 48209.6717
| Scour Valves on lines > 300 (500m spacing) | 2036-07-01 | 2036-37 | Aerotropolis | 28055.5219 | 100% |  |  |  | 145870.4658 | 145870.4658
| Hydrants on lines < 300 (200m spacing) | 2036-07-01 | 2036-37 | Aerotropolis | 28055.5219 | 100% |  |  |  | 76605.9802 | 76605.9802
| Section Valves on all lines (1000m spacing) | 2036-07-01 | 2036-37 | Aerotropolis | 28055.5219 | 100% |  |  |  | 144928.8575 | 144928.8575
| Pressure Main - Greenfield - Type B - Bedding Sand / Select - PE100 - DN180 - 1.3m deep. | 2036-07-01 | 2036-37 | Aerotropolis | 28055.5219 | 100% |  |  |  | 85605.1182 | 85605.1182
| Pressure Main - Greenfield - Type B - Bedding Sand / Select - PE100 - DN280 - 1.4m deep | 2036-07-01 | 2036-37 | Aerotropolis | 28055.5219 | 100% |  |  |  | 100992.3327 | 100992.3327
| Pressure Main - Greenfield - Type B - Bedding Sand / Select - PE100 - DN315 - 1.5m deep | 2036-07-01 | 2036-37 | Aerotropolis | 28055.5219 | 100% |  |  |  | 247406.5373 | 247406.5373
| Pressure Main - Greenfield - Type B - Bedding Sand / Select - PE100 - DN400 - 1.6m deep | 2036-07-01 | 2036-37 | Aerotropolis | 28055.5219 | 100% |  |  |  | 77375.6359 | 77375.6359
| Pressure Main - Greenfield - Type B - Bedding Sand / Select - PE100 - DN560 - 1.8m deep | 2036-07-01 | 2036-37 | Aerotropolis | 28055.5219 | 100% |  |  |  | 599987.1448 | 599987.1448
| Pressure Main - Greenfield - Type L - Stabilised Sand / Select - oPVC PN16 - DN250 - 1.5m deep | 2036-07-01 | 2036-37 | Aerotropolis | 28055.5219 | 100% |  |  |  | 1008139.7665 | 1008139.7665
| Pressure Main - Greenfield - Type L - Stabilised Sand / Select - DICL PN35 - DN300 - 1.5m deep | 2036-07-01 | 2036-37 | Aerotropolis | 28055.5219 | 100% |  |  |  | 1450990.7222 | 1450990.7222
| Pressure Main - Greenfield - Type L - Stabilised Sand / Select - DICL PN35 - DN375 - 1.6m deep | 2036-07-01 | 2036-37 | Aerotropolis | 28055.5219 | 100% |  |  |  | 364175.4197 | 364175.4197
| Pressure Main - Greenfield - Type L - Stabilised Sand / Select - DICL PN35 - DN450- 1.7m deep | 2036-07-01 | 2036-37 | Aerotropolis | 28055.5219 | 100% |  |  |  | 866485.811 | 866485.811
| Pressure Main - Greenfield - Type L - Stabilised Sand / Select - DICL PN35 - DN500 - 1.8m deep | 2036-07-01 | 2036-37 | Aerotropolis | 28055.5219 | 100% |  |  |  | 433029.6795 | 433029.6795
| Pressure Main - Greenfield - Type L - Stabilised Sand / Select - DICL PN35 - DN600 - 1.9m deep. | 2036-07-01 | 2036-37 | Aerotropolis | 28055.5219 | 100% |  |  |  | 289489.0415 | 289489.0415
| Pressure Main - Greenfield - Type L - Stabilised Sand / Select - DICL PN35 - DN750 - 2.0m deep. | 2036-07-01 | 2036-37 | Aerotropolis | 28055.5219 | 100% |  |  |  | 934382.5714 | 934382.5714
| Sydney Water Funded Waterways Renewals | 2036-07-01 | 2036-37 | Aerotropolis | 28055.5219 | 100% |  |  |  | 554.6144 | 554.6144
| Basins Renewals | 2036-07-01 | 2036-37 | Aerotropolis | 28055.5219 | 100% |  |  |  | 65878.5566 | 65878.5566
| Stormwater Treatment Renewals | 2036-07-01 | 2036-37 | Aerotropolis | 28055.5219 | 100% |  |  |  | 171338.9361 | 171338.9361
| Capex Renewals - from opex team | 2036-07-01 | 2036-37 | Aerotropolis | 28055.5219 | 100% |  |  |  | 262787.4961 | 262787.4961
| Ordinary Land Purchase | 2036-07-01 | 2036-37 | Aerotropolis | 28055.5219 | 100% |  |  |  | 33602509.5955 | 33602509.5955
| Outlet Channels - 10m wide - 15 drops / km (0.5% fall) | 2037-07-01 | 2037-38 | Aerotropolis | 28055.5219 | 100% |  |  |  | 792072.9691 | 792072.9691
| Trunk Drainage - 20m wide - 15 drops / km (0.5% fall) | 2037-07-01 | 2037-38 | Aerotropolis | 28055.5219 | 100% |  |  |  | 4444182.1243 | 4444182.1243
| Trunk Drainage - 25m wide - 15 drops / km (0.5% fall) | 2037-07-01 | 2037-38 | Aerotropolis | 28055.5219 | 100% |  |  |  | 396486.2911 | 396486.2911
| Trunk Drainage - 30m wide - 15 drops / km (0.5% fall) | 2037-07-01 | 2037-38 | Aerotropolis | 28055.5219 | 100% |  |  |  | 81637.9958 | 81637.9958
| Waterways - Full creek realignment / reconstruction | 2037-07-01 | 2037-38 | Aerotropolis | 28055.5219 | 100% |  |  |  | 3551674.9234 | 3551674.9234
| Waterways - Improvements & Revegetation | 2037-07-01 | 2037-38 | Aerotropolis | 28055.5219 | 100% |  |  |  | 663518.0081 | 663518.0081
| Waterways - Dam dewatering & Revegetation | 2037-07-01 | 2037-38 | Aerotropolis | 28055.5219 | 100% |  |  |  | 1599150.5104 | 1599150.5104
| Basin_AC_BC03 | 2037-07-01 | 2037-38 | Aerotropolis | 28055.5219 | 100% |  |  |  | 7254494.5824 | 7254494.5824
| Basin_AC_BC04 | 2037-07-01 | 2037-38 | Aerotropolis | 28055.5219 | 100% |  |  |  | 5917540.5875 | 5917540.5875
| Basin_AC_BC05 | 2037-07-01 | 2037-38 | Aerotropolis | 28055.5219 | 100% |  |  |  | 4454670.1519 | 4454670.1519
| Basin_AC_BC20 | 2037-07-01 | 2037-38 | Aerotropolis | 28055.5219 | 100% |  |  |  | 2529385.2046 | 2529385.2046
| Basin_NG_BC07 | 2037-07-01 | 2037-38 | Aerotropolis | 28055.5219 | 100% |  |  |  | 6219882.6794 | 6219882.6794
| Basin_Ag_CC03B | 2037-07-01 | 2037-38 | Aerotropolis | 28055.5219 | 100% |  |  |  | 5758581.3514 | 5758581.3514
| Basin_NG_X08 | 2037-07-01 | 2037-38 | Aerotropolis | 28055.5219 | 100% |  |  |  | 14102202.5515 | 14102202.5515
| Basin_NG_X10 | 2037-07-01 | 2037-38 | Aerotropolis | 28055.5219 | 100% |  |  |  | 8575723.0966 | 8575723.0966
| Pressure Main - Greenfield - Type B - Bedding Sand / Select - PE100 - DN050 - 1.0m deep | 2037-07-01 | 2037-38 | Aerotropolis | 28055.5219 | 100% |  |  |  | 21145.5512 | 21145.5512
| Pressure Main - Greenfield - Type B - Bedding Sand / Select - PE100 - DN063 - 1.0m deep | 2037-07-01 | 2037-38 | Aerotropolis | 28055.5219 | 100% |  |  |  | 69486.3516 | 69486.3516
| Pressure Main - Greenfield - Type B - Bedding Sand / Select - PE100 - DN075 - 1.0m deep | 2037-07-01 | 2037-38 | Aerotropolis | 28055.5219 | 100% |  |  |  | 9004.9746 | 9004.9746
| Pressure Main - Greenfield - Type B - Bedding Sand / Select - PE100 - DN090 - 1.0m deep | 2037-07-01 | 2037-38 | Aerotropolis | 28055.5219 | 100% |  |  |  | 417715.5069 | 417715.5069
| Pressure Main - Greenfield - Type B - Bedding Sand / Select - PE100 - DN110 - 1.1m deep | 2037-07-01 | 2037-38 | Aerotropolis | 28055.5219 | 100% |  |  |  | 204642.9978 | 204642.9978
| Pressure Main - Greenfield - Type B - Bedding Sand / Select - PE100 - DN125 - 1.1m deep | 2037-07-01 | 2037-38 | Aerotropolis | 28055.5219 | 100% |  |  |  | 207538.3111 | 207538.3111
| Pressure Main - Greenfield - Type B - Bedding Sand / Select - PE100 - DN140 - 1.2m deep | 2037-07-01 | 2037-38 | Aerotropolis | 28055.5219 | 100% |  |  |  | 195372.7819 | 195372.7819
| Pressure Main - Greenfield - Type B - Bedding Sand / Select - PE100 - DN160 - 1.2m deep | 2037-07-01 | 2037-38 | Aerotropolis | 28055.5219 | 100% |  |  |  | 157154.5177 | 157154.5177
| Pressure Main - Greenfield - Type B - Bedding Sand / Select - PE100 - DN180 - 1.3m deep | 2037-07-01 | 2037-38 | Aerotropolis | 28055.5219 | 100% |  |  |  | 228608.9564 | 228608.9564
| Pressure Main - Greenfield - Type B - Bedding Sand / Select - PE100 - DN200 - 1.3m deep | 2037-07-01 | 2037-38 | Aerotropolis | 28055.5219 | 100% |  |  |  | 235995.7581 | 235995.7581
| Pressure Main - Greenfield - Type B - Bedding Sand / Select - PE100 - DN225 - 1.3m deep | 2037-07-01 | 2037-38 | Aerotropolis | 28055.5219 | 100% |  |  |  | 130123.6692 | 130123.6692
| Pressure Main - Greenfield - Type B - Bedding Sand / Select - PE100 - DN250 - 1.4m deep | 2037-07-01 | 2037-38 | Aerotropolis | 28055.5219 | 100% |  |  |  | 208658.7328 | 208658.7328
| Pressure Main - Greenfield - Type B - Bedding Sand / Select - PE100 - DN355 - 1.5m deep | 2037-07-01 | 2037-38 | Aerotropolis | 28055.5219 | 100% |  |  |  | 342661.2472 | 342661.2472
| Pressure Main - Greenfield - Type B - Bedding Sand / Select - PE100 - DN450 - 1.6m deep | 2037-07-01 | 2037-38 | Aerotropolis | 28055.5219 | 100% |  |  |  | 748088.7147 | 748088.7147
| Pressure Main - Greenfield - Type B - Bedding Sand / Select - PE100 - DN500 - 1.7m deep | 2037-07-01 | 2037-38 | Aerotropolis | 28055.5219 | 100% |  |  |  | 166903.8617 | 166903.8617
| Pressure Main - Greenfield - Type B - Bedding Sand / Select - PE100 - DN710 - 1.8m deep | 2037-07-01 | 2037-38 | Aerotropolis | 28055.5219 | 100% |  |  |  | 139002.7974 | 139002.7974
| E/O allowances for HDD Trenchless Crossings | 2037-07-01 | 2037-38 | Aerotropolis | 28055.5219 | 100% |  |  |  | 493740.3259 | 493740.3259
| Air Valves on lines > 300 (500m spacing) | 2037-07-01 | 2037-38 | Aerotropolis | 28055.5219 | 100% |  |  |  | 43839.1972 | 43839.1972
| Scour Valves on lines > 300 (500m spacing) | 2037-07-01 | 2037-38 | Aerotropolis | 28055.5219 | 100% |  |  |  | 132646.498 | 132646.498
| Hydrants on lines < 300 (200m spacing) | 2037-07-01 | 2037-38 | Aerotropolis | 28055.5219 | 100% |  |  |  | 74335.6461 | 74335.6461
| Section Valves on all lines (1000m spacing) | 2037-07-01 | 2037-38 | Aerotropolis | 28055.5219 | 100% |  |  |  | 137994.042 | 137994.042
| Pressure Main - Greenfield - Type B - Bedding Sand / Select - PE100 - DN180 - 1.3m deep. | 2037-07-01 | 2037-38 | Aerotropolis | 28055.5219 | 100% |  |  |  | 115955.3273 | 115955.3273
| Pressure Main - Greenfield - Type B - Bedding Sand / Select - PE100 - DN280 - 1.4m deep | 2037-07-01 | 2037-38 | Aerotropolis | 28055.5219 | 100% |  |  |  | 136797.8835 | 136797.8835
| Pressure Main - Greenfield - Type B - Bedding Sand / Select - PE100 - DN315 - 1.5m deep | 2037-07-01 | 2037-38 | Aerotropolis | 28055.5219 | 100% |  |  |  | 335121.3875 | 335121.3875
| Pressure Main - Greenfield - Type B - Bedding Sand / Select - PE100 - DN400 - 1.6m deep | 2037-07-01 | 2037-38 | Aerotropolis | 28055.5219 | 100% |  |  |  | 104808.1863 | 104808.1863
| Pressure Main - Greenfield - Type B - Bedding Sand / Select - PE100 - DN560 - 1.8m deep | 2037-07-01 | 2037-38 | Aerotropolis | 28055.5219 | 100% |  |  |  | 812704.9782 | 812704.9782
| Pressure Main - Greenfield - Type L - Stabilised Sand / Select - oPVC PN16 - DN250 - 1.5m deep | 2037-07-01 | 2037-38 | Aerotropolis | 28055.5219 | 100% |  |  |  | 269578.6849 | 269578.6849
| Pressure Main - Greenfield - Type L - Stabilised Sand / Select - DICL PN35 - DN300 - 1.5m deep | 2037-07-01 | 2037-38 | Aerotropolis | 28055.5219 | 100% |  |  |  | 387997.9579 | 387997.9579
| Pressure Main - Greenfield - Type L - Stabilised Sand / Select - DICL PN35 - DN375 - 1.6m deep | 2037-07-01 | 2037-38 | Aerotropolis | 28055.5219 | 100% |  |  |  | 97381.2699 | 97381.2699
| Pressure Main - Greenfield - Type L - Stabilised Sand / Select - DICL PN35 - DN450- 1.7m deep | 2037-07-01 | 2037-38 | Aerotropolis | 28055.5219 | 100% |  |  |  | 231700.1206 | 231700.1206
| Pressure Main - Greenfield - Type L - Stabilised Sand / Select - DICL PN35 - DN500 - 1.8m deep | 2037-07-01 | 2037-38 | Aerotropolis | 28055.5219 | 100% |  |  |  | 115793.0432 | 115793.0432
| Pressure Main - Greenfield - Type L - Stabilised Sand / Select - DICL PN35 - DN600 - 1.9m deep. | 2037-07-01 | 2037-38 | Aerotropolis | 28055.5219 | 100% |  |  |  | 77409.976 | 77409.976
| Pressure Main - Greenfield - Type L - Stabilised Sand / Select - DICL PN35 - DN750 - 2.0m deep. | 2037-07-01 | 2037-38 | Aerotropolis | 28055.5219 | 100% |  |  |  | 249855.8565 | 249855.8565
| Sydney Water Funded Waterways Renewals | 2037-07-01 | 2037-38 | Aerotropolis | 28055.5219 | 100% |  |  |  | 1901.383 | 1901.383
| Basins Renewals | 2037-07-01 | 2037-38 | Aerotropolis | 28055.5219 | 100% |  |  |  | 180290.3435 | 180290.3435
| Stormwater Treatment Renewals | 2037-07-01 | 2037-38 | Aerotropolis | 28055.5219 | 100% |  |  |  | 171338.9361 | 171338.9361
| Capex Renewals - from opex team | 2037-07-01 | 2037-38 | Aerotropolis | 28055.5219 | 100% |  |  |  | 305874.813 | 305874.813
| Ordinary Land Purchase | 2037-07-01 | 2037-38 | Aerotropolis | 28055.5219 | 100% |  |  |  | 50882935.6774 | 50882935.6774
| Trunk Drainage - 20m wide - 15 drops / km (0.5% fall) | 2038-07-01 | 2038-39 | Aerotropolis | 28055.5219 | 100% |  |  |  | 2861651.8784 | 2861651.8784
| Trunk Drainage - 25m wide - 15 drops / km (0.5% fall) | 2038-07-01 | 2038-39 | Aerotropolis | 28055.5219 | 100% |  |  |  | 788068.2518 | 788068.2518
| Waterways - Full creek realignment / reconstruction | 2038-07-01 | 2038-39 | Aerotropolis | 28055.5219 | 100% |  |  |  | 199620.519 | 199620.519
| Waterways - Improvements & Revegetation | 2038-07-01 | 2038-39 | Aerotropolis | 28055.5219 | 100% |  |  |  | 970375.7116 | 970375.7116
| Waterways - Protection & Revegetation | 2038-07-01 | 2038-39 | Aerotropolis | 28055.5219 | 100% |  |  |  | 300608.2817 | 300608.2817
| Waterways - Dam dewatering & Revegetation | 2038-07-01 | 2038-39 | Aerotropolis | 28055.5219 | 100% |  |  |  | 242735.7053 | 242735.7053
| Basin_AC_BC06 | 2038-07-01 | 2038-39 | Aerotropolis | 28055.5219 | 100% |  |  |  | 4443888.4916 | 4443888.4916
| Basin_AC_BC08 | 2038-07-01 | 2038-39 | Aerotropolis | 28055.5219 | 100% |  |  |  | 6711736.0186 | 6711736.0186
| Basin_AC_BC09 | 2038-07-01 | 2038-39 | Aerotropolis | 28055.5219 | 100% |  |  |  | 4630656.3342 | 4630656.3342
| Basin_AC_TC10A | 2038-07-01 | 2038-39 | Aerotropolis | 28055.5219 | 100% |  |  |  | 4740794.3213 | 4740794.3213
| Basin_AC_TC10B | 2038-07-01 | 2038-39 | Aerotropolis | 28055.5219 | 100% |  |  |  | 10515430.9042 | 10515430.9042
| Basin_NG_X11A | 2038-07-01 | 2038-39 | Aerotropolis | 28055.5219 | 100% |  |  |  | 6703769.6145 | 6703769.6145
| Basin_NG_X11B | 2038-07-01 | 2038-39 | Aerotropolis | 28055.5219 | 100% |  |  |  | 6019064.237 | 6019064.237
| Pressure Main - Greenfield - Type B - Bedding Sand / Select - PE100 - DN050 - 1.0m deep | 2038-07-01 | 2038-39 | Aerotropolis | 28055.5219 | 100% |  |  |  | 24886.6988 | 24886.6988
| Pressure Main - Greenfield - Type B - Bedding Sand / Select - PE100 - DN063 - 1.0m deep | 2038-07-01 | 2038-39 | Aerotropolis | 28055.5219 | 100% |  |  |  | 81780.1291 | 81780.1291
| Pressure Main - Greenfield - Type B - Bedding Sand / Select - PE100 - DN075 - 1.0m deep | 2038-07-01 | 2038-39 | Aerotropolis | 28055.5219 | 100% |  |  |  | 10598.1674 | 10598.1674
| Pressure Main - Greenfield - Type B - Bedding Sand / Select - PE100 - DN090 - 1.0m deep | 2038-07-01 | 2038-39 | Aerotropolis | 28055.5219 | 100% |  |  |  | 221953.9439 | 221953.9439
| Pressure Main - Greenfield - Type B - Bedding Sand / Select - PE100 - DN110 - 1.1m deep | 2038-07-01 | 2038-39 | Aerotropolis | 28055.5219 | 100% |  |  |  | 111128.6704 | 111128.6704
| Pressure Main - Greenfield - Type B - Bedding Sand / Select - PE100 - DN125 - 1.1m deep | 2038-07-01 | 2038-39 | Aerotropolis | 28055.5219 | 100% |  |  |  | 205925.0835 | 205925.0835
| Pressure Main - Greenfield - Type B - Bedding Sand / Select - PE100 - DN140 - 1.2m deep | 2038-07-01 | 2038-39 | Aerotropolis | 28055.5219 | 100% |  |  |  | 165056.5277 | 165056.5277
| Pressure Main - Greenfield - Type B - Bedding Sand / Select - PE100 - DN160 - 1.2m deep | 2038-07-01 | 2038-39 | Aerotropolis | 28055.5219 | 100% |  |  |  | 84018.5258 | 84018.5258
| Pressure Main - Greenfield - Type B - Bedding Sand / Select - PE100 - DN180 - 1.3m deep | 2038-07-01 | 2038-39 | Aerotropolis | 28055.5219 | 100% |  |  |  | 164898.6481 | 164898.6481
| Pressure Main - Greenfield - Type B - Bedding Sand / Select - PE100 - DN200 - 1.3m deep | 2038-07-01 | 2038-39 | Aerotropolis | 28055.5219 | 100% |  |  |  | 277748.9837 | 277748.9837
| Pressure Main - Greenfield - Type B - Bedding Sand / Select - PE100 - DN225 - 1.3m deep | 2038-07-01 | 2038-39 | Aerotropolis | 28055.5219 | 100% |  |  |  | 144619.6134 | 144619.6134
| Pressure Main - Greenfield - Type B - Bedding Sand / Select - PE100 - DN250 - 1.4m deep | 2038-07-01 | 2038-39 | Aerotropolis | 28055.5219 | 100% |  |  |  | 210525.5763 | 210525.5763
| Pressure Main - Greenfield - Type B - Bedding Sand / Select - PE100 - DN355 - 1.5m deep | 2038-07-01 | 2038-39 | Aerotropolis | 28055.5219 | 100% |  |  |  | 371524.0745 | 371524.0745
| Pressure Main - Greenfield - Type B - Bedding Sand / Select - PE100 - DN450 - 1.6m deep | 2038-07-01 | 2038-39 | Aerotropolis | 28055.5219 | 100% |  |  |  | 880443.284 | 880443.284
| Pressure Main - Greenfield - Type B - Bedding Sand / Select - PE100 - DN500 - 1.7m deep | 2038-07-01 | 2038-39 | Aerotropolis | 28055.5219 | 100% |  |  |  | 130027.8082 | 130027.8082
| Pressure Main - Greenfield - Type B - Bedding Sand / Select - PE100 - DN710 - 1.8m deep | 2038-07-01 | 2038-39 | Aerotropolis | 28055.5219 | 100% |  |  |  | 163595.6765 | 163595.6765
| E/O allowances for HDD Trenchless Crossings | 2038-07-01 | 2038-39 | Aerotropolis | 28055.5219 | 100% |  |  |  | 385902.1792 | 385902.1792
| Air Valves on lines > 300 (500m spacing) | 2038-07-01 | 2038-39 | Aerotropolis | 28055.5219 | 100% |  |  |  | 36704.9482 | 36704.9482
| Scour Valves on lines > 300 (500m spacing) | 2038-07-01 | 2038-39 | Aerotropolis | 28055.5219 | 100% |  |  |  | 111060.0365 | 111060.0365
| Hydrants on lines < 300 (200m spacing) | 2038-07-01 | 2038-39 | Aerotropolis | 28055.5219 | 100% |  |  |  | 56693.9096 | 56693.9096
| Section Valves on all lines (1000m spacing) | 2038-07-01 | 2038-39 | Aerotropolis | 28055.5219 | 100% |  |  |  | 108178.6771 | 108178.6771
| Pressure Main - Greenfield - Type B - Bedding Sand / Select - PE100 - DN180 - 1.3m deep. | 2038-07-01 | 2038-39 | Aerotropolis | 28055.5219 | 100% |  |  |  | 51879.8024 | 51879.8024
| Pressure Main - Greenfield - Type B - Bedding Sand / Select - PE100 - DN280 - 1.4m deep | 2038-07-01 | 2038-39 | Aerotropolis | 28055.5219 | 100% |  |  |  | 61205.0117 | 61205.0117
| Pressure Main - Greenfield - Type B - Bedding Sand / Select - PE100 - DN315 - 1.5m deep | 2038-07-01 | 2038-39 | Aerotropolis | 28055.5219 | 100% |  |  |  | 149937.323 | 149937.323
| Pressure Main - Greenfield - Type B - Bedding Sand / Select - PE100 - DN400 - 1.6m deep | 2038-07-01 | 2038-39 | Aerotropolis | 28055.5219 | 100% |  |  |  | 46892.438 | 46892.438
| Pressure Main - Greenfield - Type B - Bedding Sand / Select - PE100 - DN560 - 1.8m deep | 2038-07-01 | 2038-39 | Aerotropolis | 28055.5219 | 100% |  |  |  | 363613.942 | 363613.942
| Pressure Main - Greenfield - Type L - Stabilised Sand / Select - oPVC PN16 - DN250 - 1.5m deep | 2038-07-01 | 2038-39 | Aerotropolis | 28055.5219 | 100% |  |  |  | 203018.8724 | 203018.8724
| Pressure Main - Greenfield - Type L - Stabilised Sand / Select - DICL PN35 - DN300 - 1.5m deep | 2038-07-01 | 2038-39 | Aerotropolis | 28055.5219 | 100% |  |  |  | 292200.0601 | 292200.0601
| Pressure Main - Greenfield - Type L - Stabilised Sand / Select - DICL PN35 - DN375 - 1.6m deep | 2038-07-01 | 2038-39 | Aerotropolis | 28055.5219 | 100% |  |  |  | 73337.5327 | 73337.5327
| Pressure Main - Greenfield - Type L - Stabilised Sand / Select - DICL PN35 - DN450- 1.7m deep | 2038-07-01 | 2038-39 | Aerotropolis | 28055.5219 | 100% |  |  |  | 174492.643 | 174492.643
| Pressure Main - Greenfield - Type L - Stabilised Sand / Select - DICL PN35 - DN500 - 1.8m deep | 2038-07-01 | 2038-39 | Aerotropolis | 28055.5219 | 100% |  |  |  | 87203.3821 | 87203.3821
| Pressure Main - Greenfield - Type L - Stabilised Sand / Select - DICL PN35 - DN600 - 1.9m deep. | 2038-07-01 | 2038-39 | Aerotropolis | 28055.5219 | 100% |  |  |  | 58297.2131 | 58297.2131
| Pressure Main - Greenfield - Type L - Stabilised Sand / Select - DICL PN35 - DN750 - 2.0m deep. | 2038-07-01 | 2038-39 | Aerotropolis | 28055.5219 | 100% |  |  |  | 188165.6714 | 188165.6714
| Sydney Water Funded Waterways Renewals | 2038-07-01 | 2038-39 | Aerotropolis | 28055.5219 | 100% |  |  |  | 1433.1017 | 1433.1017
| Basins Renewals | 2038-07-01 | 2038-39 | Aerotropolis | 28055.5219 | 100% |  |  |  | 206578.5372 | 206578.5372
| Stormwater Treatment Renewals | 2038-07-01 | 2038-39 | Aerotropolis | 28055.5219 | 100% |  |  |  | 171338.9361 | 171338.9361
| Capex Renewals - from opex team | 2038-07-01 | 2038-39 | Aerotropolis | 28055.5219 | 100% |  |  |  | 365973.7283 | 365973.7283
| Ordinary Land Purchase | 2038-07-01 | 2038-39 | Aerotropolis | 28055.5219 | 100% |  |  |  | 28072667.921 | 28072667.921
| Outlet Channels - 10m wide - 15 drops / km (0.5% fall) | 2039-07-01 | 2039-40 | Aerotropolis | 28055.5219 | 100% |  |  |  | 268466.7181 | 268466.7181
| Trunk Drainage - 20m wide - 15 drops / km (0.5% fall) | 2039-07-01 | 2039-40 | Aerotropolis | 28055.5219 | 100% |  |  |  | 1829864.4045 | 1829864.4045
| Trunk Drainage - 25m wide - 15 drops / km (0.5% fall) | 2039-07-01 | 2039-40 | Aerotropolis | 28055.5219 | 100% |  |  |  | 223486.6051 | 223486.6051
| Trunk Drainage - 30m wide - 15 drops / km (0.5% fall) | 2039-07-01 | 2039-40 | Aerotropolis | 28055.5219 | 100% |  |  |  | 27670.5375 | 27670.5375
| Waterways - Full creek realignment / reconstruction | 2039-07-01 | 2039-40 | Aerotropolis | 28055.5219 | 100% |  |  |  | 721544.8113 | 721544.8113
| Waterways - Improvements & Revegetation | 2039-07-01 | 2039-40 | Aerotropolis | 28055.5219 | 100% |  |  |  | 3507502.9533 | 3507502.9533
| Waterways - Protection & Revegetation | 2039-07-01 | 2039-40 | Aerotropolis | 28055.5219 | 100% |  |  |  | 1086573.3994 | 1086573.3994
| Waterways - Dam dewatering & Revegetation | 2039-07-01 | 2039-40 | Aerotropolis | 28055.5219 | 100% |  |  |  | 877388.2043 | 877388.2043
| Basin_AC_BC10 | 2039-07-01 | 2039-40 | Aerotropolis | 28055.5219 | 100% |  |  |  | 6786078.1632 | 6786078.1632
| Basin_AC_BC11 | 2039-07-01 | 2039-40 | Aerotropolis | 28055.5219 | 100% |  |  |  | 3943126.0345 | 3943126.0345
| Basin_AC_BC13 | 2039-07-01 | 2039-40 | Aerotropolis | 28055.5219 | 100% |  |  |  | 14981143.8164 | 14981143.8164
| Basin_AC_BC15 | 2039-07-01 | 2039-40 | Aerotropolis | 28055.5219 | 100% |  |  |  | 6077058.571 | 6077058.571
| Basin_NG_X12A | 2039-07-01 | 2039-40 | Aerotropolis | 28055.5219 | 100% |  |  |  | 7016986.4642 | 7016986.4642
| Basin_NG_X12B | 2039-07-01 | 2039-40 | Aerotropolis | 28055.5219 | 100% |  |  |  | 4854181.9819 | 4854181.9819
| Pressure Main - Greenfield - Type B - Bedding Sand / Select - PE100 - DN050 - 1.0m deep | 2039-07-01 | 2039-40 | Aerotropolis | 28055.5219 | 100% |  |  |  | 25483.8836 | 25483.8836
| Pressure Main - Greenfield - Type B - Bedding Sand / Select - PE100 - DN063 - 1.0m deep | 2039-07-01 | 2039-40 | Aerotropolis | 28055.5219 | 100% |  |  |  | 83742.537 | 83742.537
| Pressure Main - Greenfield - Type B - Bedding Sand / Select - PE100 - DN075 - 1.0m deep | 2039-07-01 | 2039-40 | Aerotropolis | 28055.5219 | 100% |  |  |  | 10852.4826 | 10852.4826
| Pressure Main - Greenfield - Type B - Bedding Sand / Select - PE100 - DN090 - 1.0m deep | 2039-07-01 | 2039-40 | Aerotropolis | 28055.5219 | 100% |  |  |  | 212240.3728 | 212240.3728
| Pressure Main - Greenfield - Type B - Bedding Sand / Select - PE100 - DN110 - 1.1m deep | 2039-07-01 | 2039-40 | Aerotropolis | 28055.5219 | 100% |  |  |  | 106560.6364 | 106560.6364
| Pressure Main - Greenfield - Type B - Bedding Sand / Select - PE100 - DN125 - 1.1m deep | 2039-07-01 | 2039-40 | Aerotropolis | 28055.5219 | 100% |  |  |  | 208728.6818 | 208728.6818
| Pressure Main - Greenfield - Type B - Bedding Sand / Select - PE100 - DN140 - 1.2m deep | 2039-07-01 | 2039-40 | Aerotropolis | 28055.5219 | 100% |  |  |  | 165398.671 | 165398.671
| Pressure Main - Greenfield - Type B - Bedding Sand / Select - PE100 - DN160 - 1.2m deep | 2039-07-01 | 2039-40 | Aerotropolis | 28055.5219 | 100% |  |  |  | 80405.063 | 80405.063
| Pressure Main - Greenfield - Type B - Bedding Sand / Select - PE100 - DN180 - 1.3m deep | 2039-07-01 | 2039-40 | Aerotropolis | 28055.5219 | 100% |  |  |  | 163046.6193 | 163046.6193
| Pressure Main - Greenfield - Type B - Bedding Sand / Select - PE100 - DN200 - 1.3m deep | 2039-07-01 | 2039-40 | Aerotropolis | 28055.5219 | 100% |  |  |  | 284413.8889 | 284413.8889
| Pressure Main - Greenfield - Type B - Bedding Sand / Select - PE100 - DN225 - 1.3m deep | 2039-07-01 | 2039-40 | Aerotropolis | 28055.5219 | 100% |  |  |  | 147614.4195 | 147614.4195
| Pressure Main - Greenfield - Type B - Bedding Sand / Select - PE100 - DN250 - 1.4m deep | 2039-07-01 | 2039-40 | Aerotropolis | 28055.5219 | 100% |  |  |  | 213622.6016 | 213622.6016
| Pressure Main - Greenfield - Type B - Bedding Sand / Select - PE100 - DN355 - 1.5m deep | 2039-07-01 | 2039-40 | Aerotropolis | 28055.5219 | 100% |  |  |  | 378667.8071 | 378667.8071
| Pressure Main - Greenfield - Type B - Bedding Sand / Select - PE100 - DN450 - 1.6m deep | 2039-07-01 | 2039-40 | Aerotropolis | 28055.5219 | 100% |  |  |  | 901570.5298 | 901570.5298
| Pressure Main - Greenfield - Type B - Bedding Sand / Select - PE100 - DN500 - 1.7m deep | 2039-07-01 | 2039-40 | Aerotropolis | 28055.5219 | 100% |  |  |  | 129444.4588 | 129444.4588
| Pressure Main - Greenfield - Type B - Bedding Sand / Select - PE100 - DN710 - 1.8m deep | 2039-07-01 | 2039-40 | Aerotropolis | 28055.5219 | 100% |  |  |  | 167521.3423 | 167521.3423
| E/O allowances for HDD Trenchless Crossings | 2039-07-01 | 2039-40 | Aerotropolis | 28055.5219 | 100% |  |  |  | 384276.1875 | 384276.1875
| Air Valves on lines > 300 (500m spacing) | 2039-07-01 | 2039-40 | Aerotropolis | 28055.5219 | 100% |  |  |  | 36755.265 | 36755.265
| Scour Valves on lines > 300 (500m spacing) | 2039-07-01 | 2039-40 | Aerotropolis | 28055.5219 | 100% |  |  |  | 111212.2825 | 111212.2825
| Hydrants on lines < 300 (200m spacing) | 2039-07-01 | 2039-40 | Aerotropolis | 28055.5219 | 100% |  |  |  | 56336.9502 | 56336.9502
| Section Valves on all lines (1000m spacing) | 2039-07-01 | 2039-40 | Aerotropolis | 28055.5219 | 100% |  |  |  | 107750.0784 | 107750.0784
| Pressure Main - Greenfield - Type B - Bedding Sand / Select - PE100 - DN180 - 1.3m deep. | 2039-07-01 | 2039-40 | Aerotropolis | 28055.5219 | 100% |  |  |  | 48406.9728 | 48406.9728
| Pressure Main - Greenfield - Type B - Bedding Sand / Select - PE100 - DN280 - 1.4m deep | 2039-07-01 | 2039-40 | Aerotropolis | 28055.5219 | 100% |  |  |  | 57107.9535 | 57107.9535
| Pressure Main - Greenfield - Type B - Bedding Sand / Select - PE100 - DN315 - 1.5m deep | 2039-07-01 | 2039-40 | Aerotropolis | 28055.5219 | 100% |  |  |  | 139900.5314 | 139900.5314
| Pressure Main - Greenfield - Type B - Bedding Sand / Select - PE100 - DN400 - 1.6m deep | 2039-07-01 | 2039-40 | Aerotropolis | 28055.5219 | 100% |  |  |  | 43753.4622 | 43753.4622
| Pressure Main - Greenfield - Type B - Bedding Sand / Select - PE100 - DN560 - 1.8m deep | 2039-07-01 | 2039-40 | Aerotropolis | 28055.5219 | 100% |  |  |  | 339273.656 | 339273.656
| Preliminaries | 2039-07-01 | 2039-40 | Aerotropolis | 28055.5219 | 100% |  |  |  | 169774.2178 | 169774.2178
| Access & Hardstands | 2039-07-01 | 2039-40 | Aerotropolis | 28055.5219 | 100% |  |  |  | 169774.2178 | 169774.2178
| Yard Pipework | 2039-07-01 | 2039-40 | Aerotropolis | 28055.5219 | 100% |  |  |  | 169774.2178 | 169774.2178
| Infrastructure: Adminitration Building | 2039-07-01 | 2039-40 | Aerotropolis | 28055.5219 | 100% |  |  |  | 82326.5741 | 82326.5741
| Infrastructure: Plant Room | 2039-07-01 | 2039-40 | Aerotropolis | 28055.5219 | 100% |  |  |  | 155258.5221 | 155258.5221
| Infrastructure: Switchroom | 2039-07-01 | 2039-40 | Aerotropolis | 28055.5219 | 100% |  |  |  | 310517.0443 | 310517.0443
| Feed Pump Station - (6D / 1S) x 100L/s @ 20m head on slab | 2039-07-01 | 2039-40 | Aerotropolis | 28055.5219 | 100% |  |  |  | 2376839.0488 | 2376839.0488
| Balance Tank | 2039-07-01 | 2039-40 | Aerotropolis | 28055.5219 | 100% |  |  |  | 2238982.3839 | 2238982.3839
| Drum Screens (3D / 1S) x 200 L/s | 2039-07-01 | 2039-40 | Aerotropolis | 28055.5219 | 100% |  |  |  | 2082564.6434 | 2082564.6434
| UV Reactor (3D / 1S) x 200 L/s | 2039-07-01 | 2039-40 | Aerotropolis | 28055.5219 | 100% |  |  |  | 1412521.4918 | 1412521.4918
| Chlorination (4D / 1S) x 21 kg/hr | 2039-07-01 | 2039-40 | Aerotropolis | 28055.5219 | 100% |  |  |  | 348036.9767 | 348036.9767
| CCT (4D / 1S) x 260m3 | 2039-07-01 | 2039-40 | Aerotropolis | 28055.5219 | 100% |  |  |  | 463483.6145 | 463483.6145
| Clear Water Tank | 2039-07-01 | 2039-40 | Aerotropolis | 28055.5219 | 100% |  |  |  | 1315750.1877 | 1315750.1877
| RW Transfer Main - Greenfield - Type L - Stabilised Sand / Select - DICL PN35 - DN450- 1.7m deep | 2039-07-01 | 2039-40 | Aerotropolis | 28055.5219 | 100% |  |  |  | 151074.5724 | 151074.5724
| RW Waste Diversion Main - Greenfield - Type L - Stabilised Sand / Select - DICL PN35 - DN450- 1.7m deep | 2039-07-01 | 2039-40 | Aerotropolis | 28055.5219 | 100% |  |  |  | 221084.7401 | 221084.7401
| Pressure Main - Greenfield - Type L - Stabilised Sand / Select - oPVC PN16 - DN250 - 1.5m deep | 2039-07-01 | 2039-40 | Aerotropolis | 28055.5219 | 100% |  |  |  | 233605.0201 | 233605.0201
| Pressure Main - Greenfield - Type L - Stabilised Sand / Select - DICL PN35 - DN300 - 1.5m deep | 2039-07-01 | 2039-40 | Aerotropolis | 28055.5219 | 100% |  |  |  | 336221.9487 | 336221.9487
| Pressure Main - Greenfield - Type L - Stabilised Sand / Select - DICL PN35 - DN375 - 1.6m deep | 2039-07-01 | 2039-40 | Aerotropolis | 28055.5219 | 100% |  |  |  | 84386.3213 | 84386.3213
| Pressure Main - Greenfield - Type L - Stabilised Sand / Select - DICL PN35 - DN450- 1.7m deep | 2039-07-01 | 2039-40 | Aerotropolis | 28055.5219 | 100% |  |  |  | 200781.1239 | 200781.1239
| Pressure Main - Greenfield - Type L - Stabilised Sand / Select - DICL PN35 - DN500 - 1.8m deep | 2039-07-01 | 2039-40 | Aerotropolis | 28055.5219 | 100% |  |  |  | 100341.1534 | 100341.1534
| Pressure Main - Greenfield - Type L - Stabilised Sand / Select - DICL PN35 - DN600 - 1.9m deep. | 2039-07-01 | 2039-40 | Aerotropolis | 28055.5219 | 100% |  |  |  | 67080.0772 | 67080.0772
| Pressure Main - Greenfield - Type L - Stabilised Sand / Select - DICL PN35 - DN750 - 2.0m deep. | 2039-07-01 | 2039-40 | Aerotropolis | 28055.5219 | 100% |  |  |  | 216514.0853 | 216514.0853
| Sydney Water Funded Waterways Renewals | 2039-07-01 | 2039-40 | Aerotropolis | 28055.5219 | 100% |  |  |  | 2109.1263 | 2109.1263
| Basins Renewals | 2039-07-01 | 2039-40 | Aerotropolis | 28055.5219 | 100% |  |  |  | 217901.7462 | 217901.7462
| Stormwater Treatment Renewals | 2039-07-01 | 2039-40 | Aerotropolis | 28055.5219 | 100% |  |  |  | 171338.9361 | 171338.9361
| Recycled Water Storage & Transfers Renewals | 2039-07-01 | 2039-40 | Aerotropolis | 28055.5219 | 100% |  |  |  | 2685.9771 | 2685.9771
| Capex Renewals - from opex team | 2039-07-01 | 2039-40 | Aerotropolis | 28055.5219 | 100% |  |  |  | 387405.8093 | 387405.8093
| Ordinary Land Purchase | 2039-07-01 | 2039-40 | Aerotropolis | 28055.5219 | 100% |  |  |  | 48317890.5017 | 48317890.5017
| Trunk Drainage - 20m wide - 15 drops / km (0.5% fall) | 2040-07-01 | 2040-41 | Aerotropolis | 28055.5219 | 100% |  |  |  | 1242798.0197 | 1242798.0197
| Trunk Drainage - 25m wide - 15 drops / km (0.5% fall) | 2040-07-01 | 2040-41 | Aerotropolis | 28055.5219 | 100% |  |  |  | 342253.2524 | 342253.2524
| Waterways - Full creek realignment / reconstruction | 2040-07-01 | 2040-41 | Aerotropolis | 28055.5219 | 100% |  |  |  | 290462.7827 | 290462.7827
| Waterways - Improvements & Revegetation | 2040-07-01 | 2040-41 | Aerotropolis | 28055.5219 | 100% |  |  |  | 1411969.2251 | 1411969.2251
| Waterways - Protection & Revegetation | 2040-07-01 | 2040-41 | Aerotropolis | 28055.5219 | 100% |  |  |  | 437407.5293 | 437407.5293
| Waterways - Dam dewatering & Revegetation | 2040-07-01 | 2040-41 | Aerotropolis | 28055.5219 | 100% |  |  |  | 353198.6029 | 353198.6029
| Basin_AC_BC16 | 2040-07-01 | 2040-41 | Aerotropolis | 28055.5219 | 100% |  |  |  | 6063445.7331 | 6063445.7331
| Basin_AC_BC17 | 2040-07-01 | 2040-41 | Aerotropolis | 28055.5219 | 100% |  |  |  | 7761932.8947 | 7761932.8947
| Basin_AC_BC18A | 2040-07-01 | 2040-41 | Aerotropolis | 28055.5219 | 100% |  |  |  | 8556267.6072 | 8556267.6072
| Basin_AC_BC18B | 2040-07-01 | 2040-41 | Aerotropolis | 28055.5219 | 100% |  |  |  | 8003937.2767 | 8003937.2767
| Basin_BC_BC11 | 2040-07-01 | 2040-41 | Aerotropolis | 28055.5219 | 100% |  |  |  | 2646728.3096 | 2646728.3096
| Basin_NG_CC21 | 2040-07-01 | 2040-41 | Aerotropolis | 28055.5219 | 100% |  |  |  | 4324723.4092 | 4324723.4092
| Basin_NG_CC25 | 2040-07-01 | 2040-41 | Aerotropolis | 28055.5219 | 100% |  |  |  | 7362549.4465 | 7362549.4465
| Pressure Main - Greenfield - Type B - Bedding Sand / Select - PE100 - DN050 - 1.0m deep | 2040-07-01 | 2040-41 | Aerotropolis | 28055.5219 | 100% |  |  |  | 26481.921 | 26481.921
| Pressure Main - Greenfield - Type B - Bedding Sand / Select - PE100 - DN063 - 1.0m deep | 2040-07-01 | 2040-41 | Aerotropolis | 28055.5219 | 100% |  |  |  | 87022.1856 | 87022.1856
| Pressure Main - Greenfield - Type B - Bedding Sand / Select - PE100 - DN075 - 1.0m deep | 2040-07-01 | 2040-41 | Aerotropolis | 28055.5219 | 100% |  |  |  | 11277.5035 | 11277.5035
| Pressure Main - Greenfield - Type B - Bedding Sand / Select - PE100 - DN090 - 1.0m deep | 2040-07-01 | 2040-41 | Aerotropolis | 28055.5219 | 100% |  |  |  | 212118.4095 | 212118.4095
| Pressure Main - Greenfield - Type B - Bedding Sand / Select - PE100 - DN110 - 1.1m deep | 2040-07-01 | 2040-41 | Aerotropolis | 28055.5219 | 100% |  |  |  | 106676.7914 | 106676.7914
| Pressure Main - Greenfield - Type B - Bedding Sand / Select - PE100 - DN125 - 1.1m deep | 2040-07-01 | 2040-41 | Aerotropolis | 28055.5219 | 100% |  |  |  | 215704.3636 | 215704.3636
| Pressure Main - Greenfield - Type B - Bedding Sand / Select - PE100 - DN140 - 1.2m deep | 2040-07-01 | 2040-41 | Aerotropolis | 28055.5219 | 100% |  |  |  | 169847.0025 | 169847.0025
| Pressure Main - Greenfield - Type B - Bedding Sand / Select - PE100 - DN160 - 1.2m deep | 2040-07-01 | 2040-41 | Aerotropolis | 28055.5219 | 100% |  |  |  | 80397.0015 | 80397.0015
| Pressure Main - Greenfield - Type B - Bedding Sand / Select - PE100 - DN180 - 1.3m deep | 2040-07-01 | 2040-41 | Aerotropolis | 28055.5219 | 100% |  |  |  | 166174.4955 | 166174.4955
| Pressure Main - Greenfield - Type B - Bedding Sand / Select - PE100 - DN200 - 1.3m deep | 2040-07-01 | 2040-41 | Aerotropolis | 28055.5219 | 100% |  |  |  | 295552.5246 | 295552.5246
| Pressure Main - Greenfield - Type B - Bedding Sand / Select - PE100 - DN225 - 1.3m deep | 2040-07-01 | 2040-41 | Aerotropolis | 28055.5219 | 100% |  |  |  | 153128.854 | 153128.854
| Pressure Main - Greenfield - Type B - Bedding Sand / Select - PE100 - DN250 - 1.4m deep | 2040-07-01 | 2040-41 | Aerotropolis | 28055.5219 | 100% |  |  |  | 220892.5889 | 220892.5889
| Pressure Main - Greenfield - Type B - Bedding Sand / Select - PE100 - DN355 - 1.5m deep | 2040-07-01 | 2040-41 | Aerotropolis | 28055.5219 | 100% |  |  |  | 392504.366 | 392504.366
| Pressure Main - Greenfield - Type B - Bedding Sand / Select - PE100 - DN450 - 1.6m deep | 2040-07-01 | 2040-41 | Aerotropolis | 28055.5219 | 100% |  |  |  | 936879.1628 | 936879.1628
| Pressure Main - Greenfield - Type B - Bedding Sand / Select - PE100 - DN500 - 1.7m deep | 2040-07-01 | 2040-41 | Aerotropolis | 28055.5219 | 100% |  |  |  | 132437.0661 | 132437.0661
| Pressure Main - Greenfield - Type B - Bedding Sand / Select - PE100 - DN710 - 1.8m deep | 2040-07-01 | 2040-41 | Aerotropolis | 28055.5219 | 100% |  |  |  | 174082.0599 | 174082.0599
| E/O allowances for HDD Trenchless Crossings | 2040-07-01 | 2040-41 | Aerotropolis | 28055.5219 | 100% |  |  |  | 393220.9512 | 393220.9512
| Air Valves on lines > 300 (500m spacing) | 2040-07-01 | 2040-41 | Aerotropolis | 28055.5219 | 100% |  |  |  | 37729.0165 | 37729.0165
| Scour Valves on lines > 300 (500m spacing) | 2040-07-01 | 2040-41 | Aerotropolis | 28055.5219 | 100% |  |  |  | 114158.6121 | 114158.6121
| Hydrants on lines < 300 (200m spacing) | 2040-07-01 | 2040-41 | Aerotropolis | 28055.5219 | 100% |  |  |  | 57580.2064 | 57580.2064
| Section Valves on all lines (1000m spacing) | 2040-07-01 | 2040-41 | Aerotropolis | 28055.5219 | 100% |  |  |  | 110273.8591 | 110273.8591
| Pressure Main - Greenfield - Type B - Bedding Sand / Select - PE100 - DN180 - 1.3m deep. | 2040-07-01 | 2040-41 | Aerotropolis | 28055.5219 | 100% |  |  |  | 47657.1032 | 47657.1032
| Pressure Main - Greenfield - Type B - Bedding Sand / Select - PE100 - DN280 - 1.4m deep | 2040-07-01 | 2040-41 | Aerotropolis | 28055.5219 | 100% |  |  |  | 56223.2974 | 56223.2974
| Pressure Main - Greenfield - Type B - Bedding Sand / Select - PE100 - DN315 - 1.5m deep | 2040-07-01 | 2040-41 | Aerotropolis | 28055.5219 | 100% |  |  |  | 137733.3403 | 137733.3403
| Pressure Main - Greenfield - Type B - Bedding Sand / Select - PE100 - DN400 - 1.6m deep | 2040-07-01 | 2040-41 | Aerotropolis | 28055.5219 | 100% |  |  |  | 43075.6798 | 43075.6798
| Pressure Main - Greenfield - Type B - Bedding Sand / Select - PE100 - DN560 - 1.8m deep | 2040-07-01 | 2040-41 | Aerotropolis | 28055.5219 | 100% |  |  |  | 334017.9872 | 334017.9872
| AWRC to Badgerys Creek RW Pump Station - (D/S 430L/s @ 104m head on slab) (located at AWRC) | 2040-07-01 | 2040-41 | Aerotropolis | 28055.5219 | 100% |  |  |  | 1398623.4788 | 1398623.4788
| Pressure Main - Greenfield - Type L - Stabilised Sand / Select - DICL PN35 - DN600 - 1.9m deep | 2040-07-01 | 2040-41 | Aerotropolis | 28055.5219 | 100% |  |  |  | 4737789.5463 | 4737789.5463
| AWRC to Dwyers Road RW Pump Station - (D/S 530L/s @ 100m head on slab) (located at AWRC) | 2040-07-01 | 2040-41 | Aerotropolis | 28055.5219 | 100% |  |  |  | 1723884.753 | 1723884.753
| Pressure Main - Greenfield - Type L - Stabilised Sand / Select - DICL PN35 - DN750 - 2.0m deep | 2040-07-01 | 2040-41 | Aerotropolis | 28055.5219 | 100% |  |  |  | 9441267.2809 | 9441267.2809
| Badgerys Creek Booster RW Pump Station - (D/S 220L/s @ 50m head on slab) (located at remote site) | 2040-07-01 | 2040-41 | Aerotropolis | 28055.5219 | 100% |  |  |  | 763280.0285 | 763280.0285
| RW - Reservoir (Badgerys Creek) | 2040-07-01 | 2040-41 | Aerotropolis | 28055.5219 | 100% |  |  |  | 4945272.4121 | 4945272.4121
| RW - Reservoir (Dwyer Road) | 2040-07-01 | 2040-41 | Aerotropolis | 28055.5219 | 100% |  |  |  | 6181590.5151 | 6181590.5151
| Potable Top-up - Pressure Main - Greenfield - Type L - Stabilised Sand / Select - DICL PN35 - DN750 - 2.0m deep | 2040-07-01 | 2040-41 | Aerotropolis | 28055.5219 | 100% |  |  |  | 5044951.9821 | 5044951.9821
| Pressure Main - Greenfield - Type L - Stabilised Sand / Select - oPVC PN16 - DN250 - 1.5m deep | 2040-07-01 | 2040-41 | Aerotropolis | 28055.5219 | 100% |  |  |  | 195689.3105 | 195689.3105
| Pressure Main - Greenfield - Type L - Stabilised Sand / Select - DICL PN35 - DN300 - 1.5m deep | 2040-07-01 | 2040-41 | Aerotropolis | 28055.5219 | 100% |  |  |  | 281650.8022 | 281650.8022
| Pressure Main - Greenfield - Type L - Stabilised Sand / Select - DICL PN35 - DN375 - 1.6m deep | 2040-07-01 | 2040-41 | Aerotropolis | 28055.5219 | 100% |  |  |  | 70689.838 | 70689.838
| Pressure Main - Greenfield - Type L - Stabilised Sand / Select - DICL PN35 - DN450- 1.7m deep | 2040-07-01 | 2040-41 | Aerotropolis | 28055.5219 | 100% |  |  |  | 168192.9595 | 168192.9595
| Pressure Main - Greenfield - Type L - Stabilised Sand / Select - DICL PN35 - DN500 - 1.8m deep | 2040-07-01 | 2040-41 | Aerotropolis | 28055.5219 | 100% |  |  |  | 84055.0906 | 84055.0906
| Pressure Main - Greenfield - Type L - Stabilised Sand / Select - DICL PN35 - DN600 - 1.9m deep. | 2040-07-01 | 2040-41 | Aerotropolis | 28055.5219 | 100% |  |  |  | 56192.517 | 56192.517
| Pressure Main - Greenfield - Type L - Stabilised Sand / Select - DICL PN35 - DN750 - 2.0m deep. | 2040-07-01 | 2040-41 | Aerotropolis | 28055.5219 | 100% |  |  |  | 181372.3526 | 181372.3526
| Sydney Water Funded Waterways Renewals | 2040-07-01 | 2040-41 | Aerotropolis | 28055.5219 | 100% |  |  |  | 5632.9449 | 5632.9449
| Basins Renewals | 2040-07-01 | 2040-41 | Aerotropolis | 28055.5219 | 100% |  |  |  | 505447.4815 | 505447.4815
| Harvesting Network Renewals | 2040-07-01 | 2040-41 | Aerotropolis | 28055.5219 | 100% |  |  |  | 455.3427 | 455.3427
| Stormwater Treatment Renewals | 2040-07-01 | 2040-41 | Aerotropolis | 28055.5219 | 100% |  |  |  | 1998954.2548 | 1998954.2548
| Recycled Water Storage & Transfers Renewals | 2040-07-01 | 2040-41 | Aerotropolis | 28055.5219 | 100% |  |  |  | 4916.1848 | 4916.1848
| Capex Renewals - from opex team | 2040-07-01 | 2040-41 | Aerotropolis | 28055.5219 | 100% |  |  |  | 422581.6414 | 422581.6414
| Ordinary Land Purchase | 2040-07-01 | 2040-41 | Aerotropolis | 28055.5219 | 100% |  |  |  | 93578877.4409 | 93578877.4409
| Outlet Channels - 10m wide - 15 drops / km (0.5% fall) | 2041-07-01 | 2041-42 | Aerotropolis | 28055.5219 | 100% |  |  |  | 844181.4062 | 844181.4062
| Trunk Drainage - 20m wide - 15 drops / km (0.5% fall) | 2041-07-01 | 2041-42 | Aerotropolis | 28055.5219 | 100% |  |  |  | 3202106.9596 | 3202106.9596
| Trunk Drainage - 30m wide - 15 drops / km (0.5% fall) | 2041-07-01 | 2041-42 | Aerotropolis | 28055.5219 | 100% |  |  |  | 87008.749 | 87008.749
| Waterways - Full creek realignment / reconstruction | 2041-07-01 | 2041-42 | Aerotropolis | 28055.5219 | 100% |  |  |  | 393107.4465 | 393107.4465
| Waterways - Improvements & Revegetation | 2041-07-01 | 2041-42 | Aerotropolis | 28055.5219 | 100% |  |  |  | 1910935.4098 | 1910935.4098
| Waterways - Protection & Revegetation | 2041-07-01 | 2041-42 | Aerotropolis | 28055.5219 | 100% |  |  |  | 591979.996 | 591979.996
| Waterways - Dam dewatering & Revegetation | 2041-07-01 | 2041-42 | Aerotropolis | 28055.5219 | 100% |  |  |  | 478013.0509 | 478013.0509
| Basin_AC_SC01 | 2041-07-01 | 2041-42 | Aerotropolis | 28055.5219 | 100% |  |  |  | 15313309.2716 | 15313309.2716
| Basin_AC_SC02 | 2041-07-01 | 2041-42 | Aerotropolis | 28055.5219 | 100% |  |  |  | 2661136.3475 | 2661136.3475
| Basin_AC_SC03 | 2041-07-01 | 2041-42 | Aerotropolis | 28055.5219 | 100% |  |  |  | 7921295.4607 | 7921295.4607
| Basin_AC_TC04 | 2041-07-01 | 2041-42 | Aerotropolis | 28055.5219 | 100% |  |  |  | 5202333.2209 | 5202333.2209
| Basin_BC_SC15 | 2041-07-01 | 2041-42 | Aerotropolis | 28055.5219 | 100% |  |  |  | 4043049.5192 | 4043049.5192
| Pressure Main - Greenfield - Type B - Bedding Sand / Select - PE100 - DN050 - 1.0m deep | 2041-07-01 | 2041-42 | Aerotropolis | 28055.5219 | 100% |  |  |  | 28172.5503 | 28172.5503
| Pressure Main - Greenfield - Type B - Bedding Sand / Select - PE100 - DN063 - 1.0m deep | 2041-07-01 | 2041-42 | Aerotropolis | 28055.5219 | 100% |  |  |  | 92577.7589 | 92577.7589
| Pressure Main - Greenfield - Type B - Bedding Sand / Select - PE100 - DN075 - 1.0m deep | 2041-07-01 | 2041-42 | Aerotropolis | 28055.5219 | 100% |  |  |  | 11997.4693 | 11997.4693
| Pressure Main - Greenfield - Type B - Bedding Sand / Select - PE100 - DN090 - 1.0m deep | 2041-07-01 | 2041-42 | Aerotropolis | 28055.5219 | 100% |  |  |  | 64036.0115 | 64036.0115
| Pressure Main - Greenfield - Type B - Bedding Sand / Select - PE100 - DN110 - 1.1m deep | 2041-07-01 | 2041-42 | Aerotropolis | 28055.5219 | 100% |  |  |  | 35738.9893 | 35738.9893
| Pressure Main - Greenfield - Type B - Bedding Sand / Select - PE100 - DN125 - 1.1m deep | 2041-07-01 | 2041-42 | Aerotropolis | 28055.5219 | 100% |  |  |  | 206500.9954 | 206500.9954
| Pressure Main - Greenfield - Type B - Bedding Sand / Select - PE100 - DN140 - 1.2m deep | 2041-07-01 | 2041-42 | Aerotropolis | 28055.5219 | 100% |  |  |  | 141802.8917 | 141802.8917
| Pressure Main - Greenfield - Type B - Bedding Sand / Select - PE100 - DN160 - 1.2m deep | 2041-07-01 | 2041-42 | Aerotropolis | 28055.5219 | 100% |  |  |  | 25030.9036 | 25030.9036
| Pressure Main - Greenfield - Type B - Bedding Sand / Select - PE100 - DN180 - 1.3m deep | 2041-07-01 | 2041-42 | Aerotropolis | 28055.5219 | 100% |  |  |  | 114356.8185 | 114356.8185
| Pressure Main - Greenfield - Type B - Bedding Sand / Select - PE100 - DN200 - 1.3m deep | 2041-07-01 | 2041-42 | Aerotropolis | 28055.5219 | 100% |  |  |  | 314420.8591 | 314420.8591
| Pressure Main - Greenfield - Type B - Bedding Sand / Select - PE100 - DN225 - 1.3m deep | 2041-07-01 | 2041-42 | Aerotropolis | 28055.5219 | 100% |  |  |  | 157794.6627 | 157794.6627
| Pressure Main - Greenfield - Type B - Bedding Sand / Select - PE100 - DN250 - 1.4m deep | 2041-07-01 | 2041-42 | Aerotropolis | 28055.5219 | 100% |  |  |  | 213987.4175 | 213987.4175
| Pressure Main - Greenfield - Type B - Bedding Sand / Select - PE100 - DN355 - 1.5m deep | 2041-07-01 | 2041-42 | Aerotropolis | 28055.5219 | 100% |  |  |  | 398525.5728 | 398525.5728
| Pressure Main - Greenfield - Type B - Bedding Sand / Select - PE100 - DN450 - 1.6m deep | 2041-07-01 | 2041-42 | Aerotropolis | 28055.5219 | 100% |  |  |  | 996690.3571 | 996690.3571
| Pressure Main - Greenfield - Type B - Bedding Sand / Select - PE100 - DN500 - 1.7m deep | 2041-07-01 | 2041-42 | Aerotropolis | 28055.5219 | 100% |  |  |  | 101091.8751 | 101091.8751
| Pressure Main - Greenfield - Type B - Bedding Sand / Select - PE100 - DN710 - 1.8m deep | 2041-07-01 | 2041-42 | Aerotropolis | 28055.5219 | 100% |  |  |  | 185195.6125 | 185195.6125
| E/O allowances for HDD Trenchless Crossings | 2041-07-01 | 2041-42 | Aerotropolis | 28055.5219 | 100% |  |  |  | 301335.6794 | 301335.6794
| Air Valves on lines > 300 (500m spacing) | 2041-07-01 | 2041-42 | Aerotropolis | 28055.5219 | 100% |  |  |  | 31213.0679 | 31213.0679
| Scour Valves on lines > 300 (500m spacing) | 2041-07-01 | 2041-42 | Aerotropolis | 28055.5219 | 100% |  |  |  | 94442.9736 | 94442.9736
| Hydrants on lines < 300 (200m spacing) | 2041-07-01 | 2041-42 | Aerotropolis | 28055.5219 | 100% |  |  |  | 42800.0753 | 42800.0753
| Section Valves on all lines (1000m spacing) | 2041-07-01 | 2041-42 | Aerotropolis | 28055.5219 | 100% |  |  |  | 84811.1612 | 84811.1612
| Pressure Main - Greenfield - Type L - Stabilised Sand / Select - oPVC PN16 - DN250 - 1.5m deep | 2041-07-01 | 2041-42 | Aerotropolis | 28055.5219 | 100% |  |  |  | 186995.9452 | 186995.9452
| Pressure Main - Greenfield - Type L - Stabilised Sand / Select - DICL PN35 - DN300 - 1.5m deep | 2041-07-01 | 2041-42 | Aerotropolis | 28055.5219 | 100% |  |  |  | 269138.6557 | 269138.6557
| Pressure Main - Greenfield - Type L - Stabilised Sand / Select - DICL PN35 - DN375 - 1.6m deep | 2041-07-01 | 2041-42 | Aerotropolis | 28055.5219 | 100% |  |  |  | 67549.4897 | 67549.4897
| Pressure Main - Greenfield - Type L - Stabilised Sand / Select - DICL PN35 - DN450- 1.7m deep | 2041-07-01 | 2041-42 | Aerotropolis | 28055.5219 | 100% |  |  |  | 160721.101 | 160721.101
| Pressure Main - Greenfield - Type L - Stabilised Sand / Select - DICL PN35 - DN500 - 1.8m deep | 2041-07-01 | 2041-42 | Aerotropolis | 28055.5219 | 100% |  |  |  | 80321 | 80321
| Pressure Main - Greenfield - Type L - Stabilised Sand / Select - DICL PN35 - DN600 - 1.9m deep. | 2041-07-01 | 2041-42 | Aerotropolis | 28055.5219 | 100% |  |  |  | 53696.2024 | 53696.2024
| Pressure Main - Greenfield - Type L - Stabilised Sand / Select - DICL PN35 - DN750 - 2.0m deep. | 2041-07-01 | 2041-42 | Aerotropolis | 28055.5219 | 100% |  |  |  | 173315.0084 | 173315.0084
| Sydney Water Funded Waterways Renewals | 2041-07-01 | 2041-42 | Aerotropolis | 28055.5219 | 100% |  |  |  | 10472.0557 | 10472.0557
| Basins Renewals | 2041-07-01 | 2041-42 | Aerotropolis | 28055.5219 | 100% |  |  |  | 845275.615 | 845275.615
| Harvesting Network Renewals | 2041-07-01 | 2041-42 | Aerotropolis | 28055.5219 | 100% |  |  |  | 1094.595 | 1094.595
| Recycled Water Storage & Transfers Renewals | 2041-07-01 | 2041-42 | Aerotropolis | 28055.5219 | 100% |  |  |  | 7447.1354 | 7447.1354
| Capex Renewals - from opex team | 2041-07-01 | 2041-42 | Aerotropolis | 28055.5219 | 100% |  |  |  | 462099.9643 | 462099.9643
| Ordinary Land Purchase | 2041-07-01 | 2041-42 | Aerotropolis | 28055.5219 | 100% |  |  |  | 25463068.4671 | 25463068.4671
| Outlet Channels - 10m wide - 15 drops / km (0.5% fall) | 2042-07-01 | 2042-43 | Aerotropolis | 28055.5219 | 100% |  |  |  | 1473235.9452 | 1473235.9452
| Trunk Drainage - 20m wide - 15 drops / km (0.5% fall) | 2042-07-01 | 2042-43 | Aerotropolis | 28055.5219 | 100% |  |  |  | 5588205.3766 | 5588205.3766
| Trunk Drainage - 30m wide - 15 drops / km (0.5% fall) | 2042-07-01 | 2042-43 | Aerotropolis | 28055.5219 | 100% |  |  |  | 151844.6338 | 151844.6338
| Waterways - Full creek realignment / reconstruction | 2042-07-01 | 2042-43 | Aerotropolis | 28055.5219 | 100% |  |  |  | 2973.8625 | 2973.8625
| Waterways - Improvements & Revegetation | 2042-07-01 | 2042-43 | Aerotropolis | 28055.5219 | 100% |  |  |  | 14456.249 | 14456.249
| Waterways - Protection & Revegetation | 2042-07-01 | 2042-43 | Aerotropolis | 28055.5219 | 100% |  |  |  | 4478.3357 | 4478.3357
| Waterways - Dam dewatering & Revegetation | 2042-07-01 | 2042-43 | Aerotropolis | 28055.5219 | 100% |  |  |  | 3616.1744 | 3616.1744
| Basin_AC_SC04 | 2042-07-01 | 2042-43 | Aerotropolis | 28055.5219 | 100% |  |  |  | 2351067.9214 | 2351067.9214
| Basin_AC_SC05 | 2042-07-01 | 2042-43 | Aerotropolis | 28055.5219 | 100% |  |  |  | 12447603.8516 | 12447603.8516
| Basin_AC_TC03B | 2042-07-01 | 2042-43 | Aerotropolis | 28055.5219 | 100% |  |  |  | 3584900.6221 | 3584900.6221
| Basin_BC_SC13 | 2042-07-01 | 2042-43 | Aerotropolis | 28055.5219 | 100% |  |  |  | 2830548.0374 | 2830548.0374
| Basin_BC_SC14 | 2042-07-01 | 2042-43 | Aerotropolis | 28055.5219 | 100% |  |  |  | 6590325.1985 | 6590325.1985
| Basin_NG_CC20 | 2042-07-01 | 2042-43 | Aerotropolis | 28055.5219 | 100% |  |  |  | 6926281.8634 | 6926281.8634
| Pressure Main - Greenfield - Type B - Bedding Sand / Select - PE100 - DN050 - 1.0m deep | 2042-07-01 | 2042-43 | Aerotropolis | 28055.5219 | 100% |  |  |  | 22290.7539 | 22290.7539
| Pressure Main - Greenfield - Type B - Bedding Sand / Select - PE100 - DN063 - 1.0m deep | 2042-07-01 | 2042-43 | Aerotropolis | 28055.5219 | 100% |  |  |  | 73249.6 | 73249.6
| Pressure Main - Greenfield - Type B - Bedding Sand / Select - PE100 - DN075 - 1.0m deep | 2042-07-01 | 2042-43 | Aerotropolis | 28055.5219 | 100% |  |  |  | 9492.6669 | 9492.6669
| Pressure Main - Greenfield - Type B - Bedding Sand / Select - PE100 - DN090 - 1.0m deep | 2042-07-01 | 2042-43 | Aerotropolis | 28055.5219 | 100% |  |  |  | 140702.8459 | 140702.8459
| Pressure Main - Greenfield - Type B - Bedding Sand / Select - PE100 - DN110 - 1.1m deep | 2042-07-01 | 2042-43 | Aerotropolis | 28055.5219 | 100% |  |  |  | 71588.701 | 71588.701
| Pressure Main - Greenfield - Type B - Bedding Sand / Select - PE100 - DN125 - 1.1m deep | 2042-07-01 | 2042-43 | Aerotropolis | 28055.5219 | 100% |  |  |  | 176186.4326 | 176186.4326
| Pressure Main - Greenfield - Type B - Bedding Sand / Select - PE100 - DN140 - 1.2m deep | 2042-07-01 | 2042-43 | Aerotropolis | 28055.5219 | 100% |  |  |  | 133860.6007 | 133860.6007
| Pressure Main - Greenfield - Type B - Bedding Sand / Select - PE100 - DN160 - 1.2m deep | 2042-07-01 | 2042-43 | Aerotropolis | 28055.5219 | 100% |  |  |  | 53507.0721 | 53507.0721
| Pressure Main - Greenfield - Type B - Bedding Sand / Select - PE100 - DN180 - 1.3m deep | 2042-07-01 | 2042-43 | Aerotropolis | 28055.5219 | 100% |  |  |  | 125257.5998 | 125257.5998
| Pressure Main - Greenfield - Type B - Bedding Sand / Select - PE100 - DN200 - 1.3m deep | 2042-07-01 | 2042-43 | Aerotropolis | 28055.5219 | 100% |  |  |  | 248776.8384 | 248776.8384
| Pressure Main - Greenfield - Type B - Bedding Sand / Select - PE100 - DN225 - 1.3m deep | 2042-07-01 | 2042-43 | Aerotropolis | 28055.5219 | 100% |  |  |  | 127697.3493 | 127697.3493
| Pressure Main - Greenfield - Type B - Bedding Sand / Select - PE100 - DN250 - 1.4m deep | 2042-07-01 | 2042-43 | Aerotropolis | 28055.5219 | 100% |  |  |  | 181014.1131 | 181014.1131
| Pressure Main - Greenfield - Type B - Bedding Sand / Select - PE100 - DN355 - 1.5m deep | 2042-07-01 | 2042-43 | Aerotropolis | 28055.5219 | 100% |  |  |  | 325927.1173 | 325927.1173
| Pressure Main - Greenfield - Type B - Bedding Sand / Select - PE100 - DN450 - 1.6m deep | 2042-07-01 | 2042-43 | Aerotropolis | 28055.5219 | 100% |  |  |  | 788603.7734 | 788603.7734
| Pressure Main - Greenfield - Type B - Bedding Sand / Select - PE100 - DN500 - 1.7m deep | 2042-07-01 | 2042-43 | Aerotropolis | 28055.5219 | 100% |  |  |  | 102157.6232 | 102157.6232
| Pressure Main - Greenfield - Type B - Bedding Sand / Select - PE100 - DN710 - 1.8m deep | 2042-07-01 | 2042-43 | Aerotropolis | 28055.5219 | 100% |  |  |  | 146530.9239 | 146530.9239
| E/O allowances for HDD Trenchless Crossings | 2042-07-01 | 2042-43 | Aerotropolis | 28055.5219 | 100% |  |  |  | 303594.6061 | 303594.6061
| Air Valves on lines > 300 (500m spacing) | 2042-07-01 | 2042-43 | Aerotropolis | 28055.5219 | 100% |  |  |  | 29668.1139 | 29668.1139
| Scour Valves on lines > 300 (500m spacing) | 2042-07-01 | 2042-43 | Aerotropolis | 28055.5219 | 100% |  |  |  | 89768.3276 | 89768.3276
| Hydrants on lines < 300 (200m spacing) | 2042-07-01 | 2042-43 | Aerotropolis | 28055.5219 | 100% |  |  |  | 44145.7334 | 44145.7334
| Section Valves on all lines (1000m spacing) | 2042-07-01 | 2042-43 | Aerotropolis | 28055.5219 | 100% |  |  |  | 85210.7829 | 85210.7829
| Pressure Main - Greenfield - Type B - Bedding Sand / Select - PE100 - DN180 - 1.3m deep. | 2042-07-01 | 2042-43 | Aerotropolis | 28055.5219 | 100% |  |  |  | 28243.2466 | 28243.2466
| Pressure Main - Greenfield - Type B - Bedding Sand / Select - PE100 - DN280 - 1.4m deep | 2042-07-01 | 2042-43 | Aerotropolis | 28055.5219 | 100% |  |  |  | 33319.8694 | 33319.8694
| Pressure Main - Greenfield - Type B - Bedding Sand / Select - PE100 - DN315 - 1.5m deep | 2042-07-01 | 2042-43 | Aerotropolis | 28055.5219 | 100% |  |  |  | 81625.5382 | 81625.5382
| Pressure Main - Greenfield - Type B - Bedding Sand / Select - PE100 - DN400 - 1.6m deep | 2042-07-01 | 2042-43 | Aerotropolis | 28055.5219 | 100% |  |  |  | 25528.1368 | 25528.1368
| Pressure Main - Greenfield - Type B - Bedding Sand / Select - PE100 - DN560 - 1.8m deep | 2042-07-01 | 2042-43 | Aerotropolis | 28055.5219 | 100% |  |  |  | 197950.6045 | 197950.6045
| Pressure Main - Greenfield - Type L - Stabilised Sand / Select - oPVC PN16 - DN250 - 1.5m deep | 2042-07-01 | 2042-43 | Aerotropolis | 28055.5219 | 100% |  |  |  | 193570.9726 | 193570.9726
| Pressure Main - Greenfield - Type L - Stabilised Sand / Select - DICL PN35 - DN300 - 1.5m deep | 2042-07-01 | 2042-43 | Aerotropolis | 28055.5219 | 100% |  |  |  | 278601.9307 | 278601.9307
| Pressure Main - Greenfield - Type L - Stabilised Sand / Select - DICL PN35 - DN375 - 1.6m deep | 2042-07-01 | 2042-43 | Aerotropolis | 28055.5219 | 100% |  |  |  | 69924.6201 | 69924.6201
| Pressure Main - Greenfield - Type L - Stabilised Sand / Select - DICL PN35 - DN450- 1.7m deep | 2042-07-01 | 2042-43 | Aerotropolis | 28055.5219 | 100% |  |  |  | 166372.2698 | 166372.2698
| Pressure Main - Greenfield - Type L - Stabilised Sand / Select - DICL PN35 - DN500 - 1.8m deep | 2042-07-01 | 2042-43 | Aerotropolis | 28055.5219 | 100% |  |  |  | 83145.1938 | 83145.1938
| Pressure Main - Greenfield - Type L - Stabilised Sand / Select - DICL PN35 - DN600 - 1.9m deep. | 2042-07-01 | 2042-43 | Aerotropolis | 28055.5219 | 100% |  |  |  | 55584.2326 | 55584.2326
| Pressure Main - Greenfield - Type L - Stabilised Sand / Select - DICL PN35 - DN750 - 2.0m deep. | 2042-07-01 | 2042-43 | Aerotropolis | 28055.5219 | 100% |  |  |  | 179408.9958 | 179408.9958
| Sydney Water Funded Waterways Renewals | 2042-07-01 | 2042-43 | Aerotropolis | 28055.5219 | 100% |  |  |  | 6534.5048 | 6534.5048
| Basins Renewals | 2042-07-01 | 2042-43 | Aerotropolis | 28055.5219 | 100% |  |  |  | 1121448.1745 | 1121448.1745
| Harvesting Network Renewals | 2042-07-01 | 2042-43 | Aerotropolis | 28055.5219 | 100% |  |  |  | 1897.2132 | 1897.2132
| Recycled Water Storage & Transfers Renewals | 2042-07-01 | 2042-43 | Aerotropolis | 28055.5219 | 100% |  |  |  | 9976.4292 | 9976.4292
| Capex Renewals - from opex team | 2042-07-01 | 2042-43 | Aerotropolis | 28055.5219 | 100% |  |  |  | 500215.0598 | 500215.0598
| Ordinary Land Purchase | 2042-07-01 | 2042-43 | Aerotropolis | 28055.5219 | 100% |  |  |  | 14683677.2449 | 14683677.2449
| Outlet Channels - 10m wide - 15 drops / km (0.5% fall) | 2043-07-01 | 2043-44 | Aerotropolis | 28055.5219 | 100% |  |  |  | 34839.6137 | 34839.6137
| Trunk Drainage - 20m wide - 15 drops / km (0.5% fall) | 2043-07-01 | 2043-44 | Aerotropolis | 28055.5219 | 100% |  |  |  | 1030516.5742 | 1030516.5742
| Trunk Drainage - 25m wide - 15 drops / km (0.5% fall) | 2043-07-01 | 2043-44 | Aerotropolis | 28055.5219 | 100% |  |  |  | 711406.5211 | 711406.5211
| Basin_Ag_CC02 | 2043-07-01 | 2043-44 | Aerotropolis | 28055.5219 | 100% |  |  |  | 8602222.8459 | 8602222.8459
| Basin_Ag_CC03A | 2043-07-01 | 2043-44 | Aerotropolis | 28055.5219 | 100% |  |  |  | 7368034.9383 | 7368034.9383
| Basin_AG_DC02 | 2043-07-01 | 2043-44 | Aerotropolis | 28055.5219 | 100% |  |  |  | 8896226.0127 | 8896226.0127
| Basin_AG_DC03 | 2043-07-01 | 2043-44 | Aerotropolis | 28055.5219 | 100% |  |  |  | 5913754.3966 | 5913754.3966
| Pressure Main - Greenfield - Type B - Bedding Sand / Select - PE100 - DN050 - 1.0m deep | 2043-07-01 | 2043-44 | Aerotropolis | 28055.5219 | 100% |  |  |  | 23866.5564 | 23866.5564
| Pressure Main - Greenfield - Type B - Bedding Sand / Select - PE100 - DN063 - 1.0m deep | 2043-07-01 | 2043-44 | Aerotropolis | 28055.5219 | 100% |  |  |  | 35585.8078 | 35585.8078
| Pressure Main - Greenfield - Type B - Bedding Sand / Select - PE100 - DN075 - 1.0m deep | 2043-07-01 | 2043-44 | Aerotropolis | 28055.5219 | 100% |  |  |  | 21121.7824 | 21121.7824
| Pressure Main - Greenfield - Type B - Bedding Sand / Select - PE100 - DN090 - 1.0m deep | 2043-07-01 | 2043-44 | Aerotropolis | 28055.5219 | 100% |  |  |  | 228283.3242 | 228283.3242
| Pressure Main - Greenfield - Type B - Bedding Sand / Select - PE100 - DN110 - 1.1m deep | 2043-07-01 | 2043-44 | Aerotropolis | 28055.5219 | 100% |  |  |  | 113144.2879 | 113144.2879
| Pressure Main - Greenfield - Type B - Bedding Sand / Select - PE100 - DN125 - 1.1m deep | 2043-07-01 | 2043-44 | Aerotropolis | 28055.5219 | 100% |  |  |  | 29509.446 | 29509.446
| Pressure Main - Greenfield - Type B - Bedding Sand / Select - PE100 - DN140 - 1.2m deep | 2043-07-01 | 2043-44 | Aerotropolis | 28055.5219 | 100% |  |  |  | 49949.3438 | 49949.3438
| Pressure Main - Greenfield - Type B - Bedding Sand / Select - PE100 - DN160 - 1.2m deep | 2043-07-01 | 2043-44 | Aerotropolis | 28055.5219 | 100% |  |  |  | 93032.1924 | 93032.1924
| Pressure Main - Greenfield - Type B - Bedding Sand / Select - PE100 - DN180 - 1.3m deep | 2043-07-01 | 2043-44 | Aerotropolis | 28055.5219 | 100% |  |  |  | 80184.4922 | 80184.4922
| Pressure Main - Greenfield - Type B - Bedding Sand / Select - PE100 - DN225 - 1.3m deep | 2043-07-01 | 2043-44 | Aerotropolis | 28055.5219 | 100% |  |  |  | 218385.247 | 218385.247
| Pressure Main - Greenfield - Type B - Bedding Sand / Select - PE100 - DN250 - 1.4m deep | 2043-07-01 | 2043-44 | Aerotropolis | 28055.5219 | 100% |  |  |  | 26982.9355 | 26982.9355
| Pressure Main - Greenfield - Type B - Bedding Sand / Select - PE100 - DN355 - 1.5m deep | 2043-07-01 | 2043-44 | Aerotropolis | 28055.5219 | 100% |  |  |  | 24451.8591 | 24451.8591
| Pressure Main - Greenfield - Type B - Bedding Sand / Select - PE100 - DN450 - 1.6m deep | 2043-07-01 | 2043-44 | Aerotropolis | 28055.5219 | 100% |  |  |  | 2052639.1189 | 2052639.1189
| Pressure Main - Greenfield - Type B - Bedding Sand / Select - PE100 - DN500 - 1.7m deep | 2043-07-01 | 2043-44 | Aerotropolis | 28055.5219 | 100% |  |  |  | 51121.7986 | 51121.7986
| E/O allowances for HDD Trenchless Crossings | 2043-07-01 | 2043-44 | Aerotropolis | 28055.5219 | 100% |  |  |  | 443552.5096 | 443552.5096
| Air Valves on lines > 300 (500m spacing) | 2043-07-01 | 2043-44 | Aerotropolis | 28055.5219 | 100% |  |  |  | 55881.2721 | 55881.2721
| Scour Valves on lines > 300 (500m spacing) | 2043-07-01 | 2043-44 | Aerotropolis | 28055.5219 | 100% |  |  |  | 169082.8191 | 169082.8191
| Hydrants on lines < 300 (200m spacing) | 2043-07-01 | 2043-44 | Aerotropolis | 28055.5219 | 100% |  |  |  | 44154.6011 | 44154.6011
| Section Valves on all lines (1000m spacing) | 2043-07-01 | 2043-44 | Aerotropolis | 28055.5219 | 100% |  |  |  | 109046.2893 | 109046.2893
| Pressure Main - Greenfield - Type B - Bedding Sand / Select - PE100 - DN180 - 1.3m deep. | 2043-07-01 | 2043-44 | Aerotropolis | 28055.5219 | 100% |  |  |  | 65121.7981 | 65121.7981
| Pressure Main - Greenfield - Type B - Bedding Sand / Select - PE100 - DN280 - 1.4m deep | 2043-07-01 | 2043-44 | Aerotropolis | 28055.5219 | 100% |  |  |  | 523707.8741 | 523707.8741
| Pressure Main - Greenfield - Type B - Bedding Sand / Select - PE100 - DN315 - 1.5m deep | 2043-07-01 | 2043-44 | Aerotropolis | 28055.5219 | 100% |  |  |  | 545448.7232 | 545448.7232
| Pressure Main - Greenfield - Type B - Bedding Sand / Select - PE100 - DN400 - 1.6m deep | 2043-07-01 | 2043-44 | Aerotropolis | 28055.5219 | 100% |  |  |  | 58861.4401 | 58861.4401
| Pressure Main - Greenfield - Type B - Bedding Sand / Select - PE100 - DN560 - 1.8m deep | 2043-07-01 | 2043-44 | Aerotropolis | 28055.5219 | 100% |  |  |  | 456424.1313 | 456424.1313
| Pressure Main - Greenfield - Type L - Stabilised Sand / Select - oPVC PN16 - DN250 - 1.5m deep | 2043-07-01 | 2043-44 | Aerotropolis | 28055.5219 | 100% |  |  |  | 137870.251 | 137870.251
| Pressure Main - Greenfield - Type L - Stabilised Sand / Select - DICL PN35 - DN300 - 1.5m deep | 2043-07-01 | 2043-44 | Aerotropolis | 28055.5219 | 100% |  |  |  | 198433.2547 | 198433.2547
| Pressure Main - Greenfield - Type L - Stabilised Sand / Select - DICL PN35 - DN375 - 1.6m deep | 2043-07-01 | 2043-44 | Aerotropolis | 28055.5219 | 100% |  |  |  | 49803.5671 | 49803.5671
| Pressure Main - Greenfield - Type L - Stabilised Sand / Select - DICL PN35 - DN450- 1.7m deep | 2043-07-01 | 2043-44 | Aerotropolis | 28055.5219 | 100% |  |  |  | 118498.0696 | 118498.0696
| Pressure Main - Greenfield - Type L - Stabilised Sand / Select - DICL PN35 - DN500 - 1.8m deep | 2043-07-01 | 2043-44 | Aerotropolis | 28055.5219 | 100% |  |  |  | 59219.8746 | 59219.8746
| Pressure Main - Greenfield - Type L - Stabilised Sand / Select - DICL PN35 - DN600 - 1.9m deep. | 2043-07-01 | 2043-44 | Aerotropolis | 28055.5219 | 100% |  |  |  | 39589.6761 | 39589.6761
| Pressure Main - Greenfield - Type L - Stabilised Sand / Select - DICL PN35 - DN750 - 2.0m deep. | 2043-07-01 | 2043-44 | Aerotropolis | 28055.5219 | 100% |  |  |  | 127783.4323 | 127783.4323
| Sydney Water Funded Waterways Renewals | 2043-07-01 | 2043-44 | Aerotropolis | 28055.5219 | 100% |  |  |  | 17527.6882 | 17527.6882
| Basins Renewals | 2043-07-01 | 2043-44 | Aerotropolis | 28055.5219 | 100% |  |  |  | 1616470.9334 | 1616470.9334
| Harvesting Network Renewals | 2043-07-01 | 2043-44 | Aerotropolis | 28055.5219 | 100% |  |  |  | 2559.0043 | 2559.0043
| Stormwater Treatment Renewals | 2043-07-01 | 2043-44 | Aerotropolis | 28055.5219 | 100% |  |  |  | 579916.3992 | 579916.3992
| Recycled Water Storage & Transfers Renewals | 2043-07-01 | 2043-44 | Aerotropolis | 28055.5219 | 100% |  |  |  | 22245.3555 | 22245.3555
| Capex Renewals - from opex team | 2043-07-01 | 2043-44 | Aerotropolis | 28055.5219 | 100% |  |  |  | 537120.1927 | 537120.1927
| Ordinary Land Purchase | 2043-07-01 | 2043-44 | Aerotropolis | 28055.5219 | 100% |  |  |  | 26671121.194 | 26671121.194
| Outlet Channels - 10m wide - 15 drops / km (0.5% fall) | 2044-07-01 | 2044-45 | Aerotropolis | 28055.5219 | 100% |  |  |  | 36817.6249 | 36817.6249
| Trunk Drainage - 20m wide - 15 drops / km (0.5% fall) | 2044-07-01 | 2044-45 | Aerotropolis | 28055.5219 | 100% |  |  |  | 495786.3689 | 495786.3689
| Trunk Drainage - 25m wide - 15 drops / km (0.5% fall) | 2044-07-01 | 2044-45 | Aerotropolis | 28055.5219 | 100% |  |  |  | 588425.2042 | 588425.2042
| Basin_AG_DC04 | 2044-07-01 | 2044-45 | Aerotropolis | 28055.5219 | 100% |  |  |  | 5455362.1188 | 5455362.1188
| Basin_AG_DC09 | 2044-07-01 | 2044-45 | Aerotropolis | 28055.5219 | 100% |  |  |  | 8510723.8633 | 8510723.8633
| Basin_AG_DC10 | 2044-07-01 | 2044-45 | Aerotropolis | 28055.5219 | 100% |  |  |  | 2253571.9339 | 2253571.9339
| Basin_AG_DC12 | 2044-07-01 | 2044-45 | Aerotropolis | 28055.5219 | 100% |  |  |  | 5564076.0494 | 5564076.0494
| Pressure Main - Greenfield - Type B - Bedding Sand / Select - PE100 - DN050 - 1.0m deep | 2044-07-01 | 2044-45 | Aerotropolis | 28055.5219 | 100% |  |  |  | 35104.8888 | 35104.8888
| Pressure Main - Greenfield - Type B - Bedding Sand / Select - PE100 - DN063 - 1.0m deep | 2044-07-01 | 2044-45 | Aerotropolis | 28055.5219 | 100% |  |  |  | 52342.5251 | 52342.5251
| Pressure Main - Greenfield - Type B - Bedding Sand / Select - PE100 - DN075 - 1.0m deep | 2044-07-01 | 2044-45 | Aerotropolis | 28055.5219 | 100% |  |  |  | 31067.65 | 31067.65
| Pressure Main - Greenfield - Type B - Bedding Sand / Select - PE100 - DN090 - 1.0m deep | 2044-07-01 | 2044-45 | Aerotropolis | 28055.5219 | 100% |  |  |  | 30421.9056 | 30421.9056
| Pressure Main - Greenfield - Type B - Bedding Sand / Select - PE100 - DN110 - 1.1m deep | 2044-07-01 | 2044-45 | Aerotropolis | 28055.5219 | 100% |  |  |  | 19532.6773 | 19532.6773
| Pressure Main - Greenfield - Type B - Bedding Sand / Select - PE100 - DN160 - 1.2m deep | 2044-07-01 | 2044-45 | Aerotropolis | 28055.5219 | 100% |  |  |  | 22539.4278 | 22539.4278
| Pressure Main - Greenfield - Type B - Bedding Sand / Select - PE100 - DN225 - 1.3m deep | 2044-07-01 | 2044-45 | Aerotropolis | 28055.5219 | 100% |  |  |  | 311564.4964 | 311564.4964
| Pressure Main - Greenfield - Type B - Bedding Sand / Select - PE100 - DN450 - 1.6m deep | 2044-07-01 | 2044-45 | Aerotropolis | 28055.5219 | 100% |  |  |  | 3019189.9825 | 3019189.9825
| E/O allowances for HDD Trenchless Crossings | 2044-07-01 | 2044-45 | Aerotropolis | 28055.5219 | 100% |  |  |  | 431386.9061 | 431386.9061
| Air Valves on lines > 300 (500m spacing) | 2044-07-01 | 2044-45 | Aerotropolis | 28055.5219 | 100% |  |  |  | 65333.5469 | 65333.5469
| Scour Valves on lines > 300 (500m spacing) | 2044-07-01 | 2044-45 | Aerotropolis | 28055.5219 | 100% |  |  |  | 197683.0497 | 197683.0497
| Hydrants on lines < 300 (200m spacing) | 2044-07-01 | 2044-45 | Aerotropolis | 28055.5219 | 100% |  |  |  | 30077.1764 | 30077.1764
| Section Valves on all lines (1000m spacing) | 2044-07-01 | 2044-45 | Aerotropolis | 28055.5219 | 100% |  |  |  | 98987.06 | 98987.06
| Pressure Main - Greenfield - Type B - Bedding Sand / Select - PE100 - DN280 - 1.4m deep | 2044-07-01 | 2044-45 | Aerotropolis | 28055.5219 | 100% |  |  |  | 657308.7375 | 657308.7375
| Pressure Main - Greenfield - Type B - Bedding Sand / Select - PE100 - DN315 - 1.5m deep | 2044-07-01 | 2044-45 | Aerotropolis | 28055.5219 | 100% |  |  |  | 525459.1217 | 525459.1217
| Pressure Main - Greenfield - Type L - Stabilised Sand / Select - oPVC PN16 - DN250 - 1.5m deep | 2044-07-01 | 2044-45 | Aerotropolis | 28055.5219 | 100% |  |  |  | 130482.0187 | 130482.0187
| Pressure Main - Greenfield - Type L - Stabilised Sand / Select - DICL PN35 - DN300 - 1.5m deep | 2044-07-01 | 2044-45 | Aerotropolis | 28055.5219 | 100% |  |  |  | 187799.554 | 187799.554
| Pressure Main - Greenfield - Type L - Stabilised Sand / Select - DICL PN35 - DN375 - 1.6m deep | 2044-07-01 | 2044-45 | Aerotropolis | 28055.5219 | 100% |  |  |  | 47134.6786 | 47134.6786
| Pressure Main - Greenfield - Type L - Stabilised Sand / Select - DICL PN35 - DN450- 1.7m deep | 2044-07-01 | 2044-45 | Aerotropolis | 28055.5219 | 100% |  |  |  | 112147.9596 | 112147.9596
| Pressure Main - Greenfield - Type L - Stabilised Sand / Select - DICL PN35 - DN500 - 1.8m deep | 2044-07-01 | 2044-45 | Aerotropolis | 28055.5219 | 100% |  |  |  | 56046.3823 | 56046.3823
| Pressure Main - Greenfield - Type L - Stabilised Sand / Select - DICL PN35 - DN600 - 1.9m deep. | 2044-07-01 | 2044-45 | Aerotropolis | 28055.5219 | 100% |  |  |  | 37468.1327 | 37468.1327
| Pressure Main - Greenfield - Type L - Stabilised Sand / Select - DICL PN35 - DN750 - 2.0m deep. | 2044-07-01 | 2044-45 | Aerotropolis | 28055.5219 | 100% |  |  |  | 120935.7355 | 120935.7355
| Sydney Water Funded Waterways Renewals | 2044-07-01 | 2044-45 | Aerotropolis | 28055.5219 | 100% |  |  |  | 26102.7433 | 26102.7433
| Basins Renewals | 2044-07-01 | 2044-45 | Aerotropolis | 28055.5219 | 100% |  |  |  | 1967058.4031 | 1967058.4031
| Harvesting Network Renewals | 2044-07-01 | 2044-45 | Aerotropolis | 28055.5219 | 100% |  |  |  | 3342.4725 | 3342.4725
| Stormwater Treatment Renewals | 2044-07-01 | 2044-45 | Aerotropolis | 28055.5219 | 100% |  |  |  | 614919.6865 | 614919.6865
| Recycled Water Storage & Transfers Renewals | 2044-07-01 | 2044-45 | Aerotropolis | 28055.5219 | 100% |  |  |  | 23901.3355 | 23901.3355
| Capex Renewals - from opex team | 2044-07-01 | 2044-45 | Aerotropolis | 28055.5219 | 100% |  |  |  | 568862.6784 | 568862.6784
| Ordinary Land Purchase | 2044-07-01 | 2044-45 | Aerotropolis | 28055.5219 | 100% |  |  |  | 13020944.8912 | 13020944.8912
| Outlet Channels - 10m wide - 15 drops / km (0.5% fall) | 2045-07-01 | 2045-46 | Aerotropolis | 28055.5219 | 100% |  |  |  | 2433128.5782 | 2433128.5782
| Trunk Drainage - 20m wide - 15 drops / km (0.5% fall) | 2045-07-01 | 2045-46 | Aerotropolis | 28055.5219 | 100% |  |  |  | 9229222.4113 | 9229222.4113
| Trunk Drainage - 30m wide - 15 drops / km (0.5% fall) | 2045-07-01 | 2045-46 | Aerotropolis | 28055.5219 | 100% |  |  |  | 250779.598 | 250779.598
| Basin_AC_BC22A | 2045-07-01 | 2045-46 | Aerotropolis | 28055.5219 | 100% |  |  |  | 8174605.9117 | 8174605.9117
| Basin_AC_BC22B | 2045-07-01 | 2045-46 | Aerotropolis | 28055.5219 | 100% |  |  |  | 4442891.8382 | 4442891.8382
| Basin_AC_BC22C | 2045-07-01 | 2045-46 | Aerotropolis | 28055.5219 | 100% |  |  |  | 2493169.6383 | 2493169.6383
| Basin_BC_BC10 | 2045-07-01 | 2045-46 | Aerotropolis | 28055.5219 | 100% |  |  |  | 17145949.1625 | 17145949.1625
| Basin_NG_CC22 | 2045-07-01 | 2045-46 | Aerotropolis | 28055.5219 | 100% |  |  |  | 5021955.6472 | 5021955.6472
| Basin_AG_DC13 | 2045-07-01 | 2045-46 | Aerotropolis | 28055.5219 | 100% |  |  |  | 6079498.202 | 6079498.202
| Basin_AG_DC14 | 2045-07-01 | 2045-46 | Aerotropolis | 28055.5219 | 100% |  |  |  | 2649687.9383 | 2649687.9383
| Basin_AG_DC15 | 2045-07-01 | 2045-46 | Aerotropolis | 28055.5219 | 100% |  |  |  | 4342072.5056 | 4342072.5056
| Pressure Main - Greenfield - Type B - Bedding Sand / Select - PE100 - DN050 - 1.0m deep | 2045-07-01 | 2045-46 | Aerotropolis | 28055.5219 | 100% |  |  |  | 46924.6223 | 46924.6223
| Pressure Main - Greenfield - Type B - Bedding Sand / Select - PE100 - DN063 - 1.0m deep | 2045-07-01 | 2045-46 | Aerotropolis | 28055.5219 | 100% |  |  |  | 116386.612 | 116386.612
| Pressure Main - Greenfield - Type B - Bedding Sand / Select - PE100 - DN075 - 1.0m deep | 2045-07-01 | 2045-46 | Aerotropolis | 28055.5219 | 100% |  |  |  | 29654.717 | 29654.717
| Pressure Main - Greenfield - Type B - Bedding Sand / Select - PE100 - DN090 - 1.0m deep | 2045-07-01 | 2045-46 | Aerotropolis | 28055.5219 | 100% |  |  |  | 142315.6767 | 142315.6767
| Pressure Main - Greenfield - Type B - Bedding Sand / Select - PE100 - DN110 - 1.1m deep | 2045-07-01 | 2045-46 | Aerotropolis | 28055.5219 | 100% |  |  |  | 75929.0637 | 75929.0637
| Pressure Main - Greenfield - Type B - Bedding Sand / Select - PE100 - DN125 - 1.1m deep | 2045-07-01 | 2045-46 | Aerotropolis | 28055.5219 | 100% |  |  |  | 198830.1111 | 198830.1111
| Pressure Main - Greenfield - Type B - Bedding Sand / Select - PE100 - DN140 - 1.2m deep | 2045-07-01 | 2045-46 | Aerotropolis | 28055.5219 | 100% |  |  |  | 145870.1198 | 145870.1198
| Pressure Main - Greenfield - Type B - Bedding Sand / Select - PE100 - DN160 - 1.2m deep | 2045-07-01 | 2045-46 | Aerotropolis | 28055.5219 | 100% |  |  |  | 60936.9349 | 60936.9349
| Pressure Main - Greenfield - Type B - Bedding Sand / Select - PE100 - DN180 - 1.3m deep | 2045-07-01 | 2045-46 | Aerotropolis | 28055.5219 | 100% |  |  |  | 130184.5642 | 130184.5642
| Pressure Main - Greenfield - Type B - Bedding Sand / Select - PE100 - DN200 - 1.3m deep | 2045-07-01 | 2045-46 | Aerotropolis | 28055.5219 | 100% |  |  |  | 288612.0871 | 288612.0871
| Pressure Main - Greenfield - Type B - Bedding Sand / Select - PE100 - DN225 - 1.3m deep | 2045-07-01 | 2045-46 | Aerotropolis | 28055.5219 | 100% |  |  |  | 333859.5844 | 333859.5844
| Pressure Main - Greenfield - Type B - Bedding Sand / Select - PE100 - DN250 - 1.4m deep | 2045-07-01 | 2045-46 | Aerotropolis | 28055.5219 | 100% |  |  |  | 204907.5429 | 204907.5429
| Pressure Main - Greenfield - Type B - Bedding Sand / Select - PE100 - DN355 - 1.5m deep | 2045-07-01 | 2045-46 | Aerotropolis | 28055.5219 | 100% |  |  |  | 373502.2421 | 373502.2421
| Pressure Main - Greenfield - Type B - Bedding Sand / Select - PE100 - DN450 - 1.6m deep | 2045-07-01 | 2045-46 | Aerotropolis | 28055.5219 | 100% |  |  |  | 2726533.6202 | 2726533.6202
| Pressure Main - Greenfield - Type B - Bedding Sand / Select - PE100 - DN500 - 1.7m deep | 2045-07-01 | 2045-46 | Aerotropolis | 28055.5219 | 100% |  |  |  | 108869.4934 | 108869.4934
| Pressure Main - Greenfield - Type B - Bedding Sand / Select - PE100 - DN710 - 1.8m deep | 2045-07-01 | 2045-46 | Aerotropolis | 28055.5219 | 100% |  |  |  | 169994.1041 | 169994.1041
| E/O allowances for HDD Trenchless Crossings | 2045-07-01 | 2045-46 | Aerotropolis | 28055.5219 | 100% |  |  |  | 582706.0847 | 582706.0847
| Air Valves on lines > 300 (500m spacing) | 2045-07-01 | 2045-46 | Aerotropolis | 28055.5219 | 100% |  |  |  | 71458.8943 | 71458.8943
| Scour Valves on lines > 300 (500m spacing) | 2045-07-01 | 2045-46 | Aerotropolis | 28055.5219 | 100% |  |  |  | 216216.8262 | 216216.8262
| Hydrants on lines < 300 (200m spacing) | 2045-07-01 | 2045-46 | Aerotropolis | 28055.5219 | 100% |  |  |  | 64789.1831 | 64789.1831
| Section Valves on all lines (1000m spacing) | 2045-07-01 | 2045-46 | Aerotropolis | 28055.5219 | 100% |  |  |  | 150374.534 | 150374.534
| Pressure Main - Greenfield - Type B - Bedding Sand / Select - PE100 - DN180 - 1.3m deep. | 2045-07-01 | 2045-46 | Aerotropolis | 28055.5219 | 100% |  |  |  | 20477.9902 | 20477.9902
| Pressure Main - Greenfield - Type B - Bedding Sand / Select - PE100 - DN280 - 1.4m deep | 2045-07-01 | 2045-46 | Aerotropolis | 28055.5219 | 100% |  |  |  | 418574.8038 | 418574.8038
| Pressure Main - Greenfield - Type B - Bedding Sand / Select - PE100 - DN315 - 1.5m deep | 2045-07-01 | 2045-46 | Aerotropolis | 28055.5219 | 100% |  |  |  | 374483.2797 | 374483.2797
| Pressure Main - Greenfield - Type B - Bedding Sand / Select - PE100 - DN400 - 1.6m deep | 2045-07-01 | 2045-46 | Aerotropolis | 28055.5219 | 100% |  |  |  | 18509.3782 | 18509.3782
| Pressure Main - Greenfield - Type B - Bedding Sand / Select - PE100 - DN560 - 1.8m deep | 2045-07-01 | 2045-46 | Aerotropolis | 28055.5219 | 100% |  |  |  | 143525.6572 | 143525.6572
| Pressure Main - Greenfield - Type L - Stabilised Sand / Select - oPVC PN16 - DN250 - 1.5m deep | 2045-07-01 | 2045-46 | Aerotropolis | 28055.5219 | 100% |  |  |  | 125269.3843 | 125269.3843
| Pressure Main - Greenfield - Type L - Stabilised Sand / Select - DICL PN35 - DN300 - 1.5m deep | 2045-07-01 | 2045-46 | Aerotropolis | 28055.5219 | 100% |  |  |  | 180297.1378 | 180297.1378
| Pressure Main - Greenfield - Type L - Stabilised Sand / Select - DICL PN35 - DN375 - 1.6m deep | 2045-07-01 | 2045-46 | Aerotropolis | 28055.5219 | 100% |  |  |  | 45251.6924 | 45251.6924
| Pressure Main - Greenfield - Type L - Stabilised Sand / Select - DICL PN35 - DN450- 1.7m deep | 2045-07-01 | 2045-46 | Aerotropolis | 28055.5219 | 100% |  |  |  | 107667.7537 | 107667.7537
| Pressure Main - Greenfield - Type L - Stabilised Sand / Select - DICL PN35 - DN500 - 1.8m deep | 2045-07-01 | 2045-46 | Aerotropolis | 28055.5219 | 100% |  |  |  | 53807.3818 | 53807.3818
| Pressure Main - Greenfield - Type L - Stabilised Sand / Select - DICL PN35 - DN600 - 1.9m deep. | 2045-07-01 | 2045-46 | Aerotropolis | 28055.5219 | 100% |  |  |  | 35971.3159 | 35971.3159
| Pressure Main - Greenfield - Type L - Stabilised Sand / Select - DICL PN35 - DN750 - 2.0m deep. | 2045-07-01 | 2045-46 | Aerotropolis | 28055.5219 | 100% |  |  |  | 116104.4662 | 116104.4662
| Sydney Water Funded Waterways Renewals | 2045-07-01 | 2045-46 | Aerotropolis | 28055.5219 | 100% |  |  |  | 18758.3017 | 18758.3017
| Basins Renewals | 2045-07-01 | 2045-46 | Aerotropolis | 28055.5219 | 100% |  |  |  | 2305028.1325 | 2305028.1325
| Harvesting Network Renewals | 2045-07-01 | 2045-46 | Aerotropolis | 28055.5219 | 100% |  |  |  | 4004.1312 | 4004.1312
| Stormwater Treatment Renewals | 2045-07-01 | 2045-46 | Aerotropolis | 28055.5219 | 100% |  |  |  | 614919.6865 | 614919.6865
| Recycled Water Storage & Transfers Renewals | 2045-07-01 | 2045-46 | Aerotropolis | 28055.5219 | 100% |  |  |  | 24966.5502 | 24966.5502
| Capex Renewals - from opex team | 2045-07-01 | 2045-46 | Aerotropolis | 28055.5219 | 100% |  |  |  | 600603.0247 | 600603.0247
| Ordinary Land Purchase | 2045-07-01 | 2045-46 | Aerotropolis | 28055.5219 | 100% |  |  |  | 95464434.6735 | 95464434.6735
| Outlet Channels - 10m wide - 15 drops / km (0.5% fall) | 2046-07-01 | 2046-47 | Aerotropolis | 28055.5219 | 100% |  |  |  | 11550.5159 | 11550.5159
| Trunk Drainage - 20m wide - 15 drops / km (0.5% fall) | 2046-07-01 | 2046-47 | Aerotropolis | 28055.5219 | 100% |  |  |  | 155539.3194 | 155539.3194
| Trunk Drainage - 25m wide - 15 drops / km (0.5% fall) | 2046-07-01 | 2046-47 | Aerotropolis | 28055.5219 | 100% |  |  |  | 184602.2027 | 184602.2027
| Basin_AG_DC16 | 2046-07-01 | 2046-47 | Aerotropolis | 28055.5219 | 100% |  |  |  | 2892143.9399 | 2892143.9399
| Basin_AG_DC17 | 2046-07-01 | 2046-47 | Aerotropolis | 28055.5219 | 100% |  |  |  | 2274179.3227 | 2274179.3227
| Basin_AG_DC18 | 2046-07-01 | 2046-47 | Aerotropolis | 28055.5219 | 100% |  |  |  | 5874752.1664 | 5874752.1664
| Basin_AG_DC19 | 2046-07-01 | 2046-47 | Aerotropolis | 28055.5219 | 100% |  |  |  | 3295739.4471 | 3295739.4471
| Pressure Main - Greenfield - Type B - Bedding Sand / Select - PE100 - DN050 - 1.0m deep | 2046-07-01 | 2046-47 | Aerotropolis | 28055.5219 | 100% |  |  |  | 23104.0414 | 23104.0414
| Pressure Main - Greenfield - Type B - Bedding Sand / Select - PE100 - DN063 - 1.0m deep | 2046-07-01 | 2046-47 | Aerotropolis | 28055.5219 | 100% |  |  |  | 34448.8733 | 34448.8733
| Pressure Main - Greenfield - Type B - Bedding Sand / Select - PE100 - DN075 - 1.0m deep | 2046-07-01 | 2046-47 | Aerotropolis | 28055.5219 | 100% |  |  |  | 20446.9605 | 20446.9605
| Pressure Main - Greenfield - Type B - Bedding Sand / Select - PE100 - DN090 - 1.0m deep | 2046-07-01 | 2046-47 | Aerotropolis | 28055.5219 | 100% |  |  |  | 20021.9682 | 20021.9682
| Pressure Main - Greenfield - Type B - Bedding Sand / Select - PE100 - DN110 - 1.1m deep | 2046-07-01 | 2046-47 | Aerotropolis | 28055.5219 | 100% |  |  |  | 12855.2974 | 12855.2974
| Pressure Main - Greenfield - Type B - Bedding Sand / Select - PE100 - DN160 - 1.2m deep | 2046-07-01 | 2046-47 | Aerotropolis | 28055.5219 | 100% |  |  |  | 14834.1696 | 14834.1696
| Pressure Main - Greenfield - Type B - Bedding Sand / Select - PE100 - DN225 - 1.3m deep | 2046-07-01 | 2046-47 | Aerotropolis | 28055.5219 | 100% |  |  |  | 205054.0331 | 205054.0331
| Pressure Main - Greenfield - Type B - Bedding Sand / Select - PE100 - DN450 - 1.6m deep | 2046-07-01 | 2046-47 | Aerotropolis | 28055.5219 | 100% |  |  |  | 1987059.1481 | 1987059.1481
| E/O allowances for HDD Trenchless Crossings | 2046-07-01 | 2046-47 | Aerotropolis | 28055.5219 | 100% |  |  |  | 283914.329 | 283914.329
| Air Valves on lines > 300 (500m spacing) | 2046-07-01 | 2046-47 | Aerotropolis | 28055.5219 | 100% |  |  |  | 42998.8251 | 42998.8251
| Scour Valves on lines > 300 (500m spacing) | 2046-07-01 | 2046-47 | Aerotropolis | 28055.5219 | 100% |  |  |  | 130103.7413 | 130103.7413
| Hydrants on lines < 300 (200m spacing) | 2046-07-01 | 2046-47 | Aerotropolis | 28055.5219 | 100% |  |  |  | 19795.0871 | 19795.0871
| Section Valves on all lines (1000m spacing) | 2046-07-01 | 2046-47 | Aerotropolis | 28055.5219 | 100% |  |  |  | 65147.6536 | 65147.6536
| Pressure Main - Greenfield - Type B - Bedding Sand / Select - PE100 - DN280 - 1.4m deep | 2046-07-01 | 2046-47 | Aerotropolis | 28055.5219 | 100% |  |  |  | 432603.2305 | 432603.2305
| Pressure Main - Greenfield - Type B - Bedding Sand / Select - PE100 - DN315 - 1.5m deep | 2046-07-01 | 2046-47 | Aerotropolis | 28055.5219 | 100% |  |  |  | 345827.3115 | 345827.3115
| Pressure Main - Greenfield - Type L - Stabilised Sand / Select - oPVC PN16 - DN250 - 1.5m deep | 2046-07-01 | 2046-47 | Aerotropolis | 28055.5219 | 100% |  |  |  | 124634.7292 | 124634.7292
| Pressure Main - Greenfield - Type L - Stabilised Sand / Select - DICL PN35 - DN300 - 1.5m deep | 2046-07-01 | 2046-47 | Aerotropolis | 28055.5219 | 100% |  |  |  | 179383.6943 | 179383.6943
| Pressure Main - Greenfield - Type L - Stabilised Sand / Select - DICL PN35 - DN375 - 1.6m deep | 2046-07-01 | 2046-47 | Aerotropolis | 28055.5219 | 100% |  |  |  | 45022.4327 | 45022.4327
| Pressure Main - Greenfield - Type L - Stabilised Sand / Select - DICL PN35 - DN450- 1.7m deep | 2046-07-01 | 2046-47 | Aerotropolis | 28055.5219 | 100% |  |  |  | 107122.2741 | 107122.2741
| Pressure Main - Greenfield - Type L - Stabilised Sand / Select - DICL PN35 - DN500 - 1.8m deep | 2046-07-01 | 2046-47 | Aerotropolis | 28055.5219 | 100% |  |  |  | 53534.7762 | 53534.7762
| Pressure Main - Greenfield - Type L - Stabilised Sand / Select - DICL PN35 - DN600 - 1.9m deep. | 2046-07-01 | 2046-47 | Aerotropolis | 28055.5219 | 100% |  |  |  | 35789.0736 | 35789.0736
| Pressure Main - Greenfield - Type L - Stabilised Sand / Select - DICL PN35 - DN750 - 2.0m deep. | 2046-07-01 | 2046-47 | Aerotropolis | 28055.5219 | 100% |  |  |  | 115516.2435 | 115516.2435
| Sydney Water Funded Waterways Renewals | 2046-07-01 | 2046-47 | Aerotropolis | 28055.5219 | 100% |  |  |  | 50157.9832 | 50157.9832
| Basins Renewals | 2046-07-01 | 2046-47 | Aerotropolis | 28055.5219 | 100% |  |  |  | 2882138.7877 | 2882138.7877
| Harvesting Network Renewals | 2046-07-01 | 2046-47 | Aerotropolis | 28055.5219 | 100% |  |  |  | 4986.4661 | 4986.4661
| Stormwater Treatment Renewals | 2046-07-01 | 2046-47 | Aerotropolis | 28055.5219 | 100% |  |  |  | 614919.6865 | 614919.6865
| Recycled Water Storage & Transfers Renewals | 2046-07-01 | 2046-47 | Aerotropolis | 28055.5219 | 100% |  |  |  | 26662.6758 | 26662.6758
| Capex Renewals - from opex team | 2046-07-01 | 2046-47 | Aerotropolis | 28055.5219 | 100% |  |  |  | 621897.034 | 621897.034
| Ordinary Land Purchase | 2046-07-01 | 2046-47 | Aerotropolis | 28055.5219 | 100% |  |  |  | 14185505.0876 | 14185505.0876
| Basin_AC_SC12 | 2047-07-01 | 2047-48 | Aerotropolis | 28055.5219 | 100% |  |  |  | 3164841.6065 | 3164841.6065
| Basin_BC_BC03 | 2047-07-01 | 2047-48 | Aerotropolis | 28055.5219 | 100% |  |  |  | 4320688.5078 | 4320688.5078
| Basin_BC_BC08A | 2047-07-01 | 2047-48 | Aerotropolis | 28055.5219 | 100% |  |  |  | 9581528.4942 | 9581528.4942
| Pressure Main - Greenfield - Type B - Bedding Sand / Select - PE100 - DN050 - 1.0m deep | 2047-07-01 | 2047-48 | Aerotropolis | 28055.5219 | 100% |  |  |  | 13682.6178 | 13682.6178
| Pressure Main - Greenfield - Type B - Bedding Sand / Select - PE100 - DN063 - 1.0m deep | 2047-07-01 | 2047-48 | Aerotropolis | 28055.5219 | 100% |  |  |  | 44962.4219 | 44962.4219
| Pressure Main - Greenfield - Type B - Bedding Sand / Select - PE100 - DN075 - 1.0m deep | 2047-07-01 | 2047-48 | Aerotropolis | 28055.5219 | 100% |  |  |  | 5826.8345 | 5826.8345
| Pressure Main - Greenfield - Type B - Bedding Sand / Select - PE100 - DN090 - 1.0m deep | 2047-07-01 | 2047-48 | Aerotropolis | 28055.5219 | 100% |  |  |  | 31100.4954 | 31100.4954
| Pressure Main - Greenfield - Type B - Bedding Sand / Select - PE100 - DN110 - 1.1m deep | 2047-07-01 | 2047-48 | Aerotropolis | 28055.5219 | 100% |  |  |  | 17357.4251 | 17357.4251
| Pressure Main - Greenfield - Type B - Bedding Sand / Select - PE100 - DN125 - 1.1m deep | 2047-07-01 | 2047-48 | Aerotropolis | 28055.5219 | 100% |  |  |  | 100291.7439 | 100291.7439
| Pressure Main - Greenfield - Type B - Bedding Sand / Select - PE100 - DN140 - 1.2m deep | 2047-07-01 | 2047-48 | Aerotropolis | 28055.5219 | 100% |  |  |  | 68869.6888 | 68869.6888
| Pressure Main - Greenfield - Type B - Bedding Sand / Select - PE100 - DN160 - 1.2m deep | 2047-07-01 | 2047-48 | Aerotropolis | 28055.5219 | 100% |  |  |  | 12156.8081 | 12156.8081
| Pressure Main - Greenfield - Type B - Bedding Sand / Select - PE100 - DN180 - 1.3m deep | 2047-07-01 | 2047-48 | Aerotropolis | 28055.5219 | 100% |  |  |  | 55539.9006 | 55539.9006
| Pressure Main - Greenfield - Type B - Bedding Sand / Select - PE100 - DN200 - 1.3m deep | 2047-07-01 | 2047-48 | Aerotropolis | 28055.5219 | 100% |  |  |  | 152705.396 | 152705.396
| Pressure Main - Greenfield - Type B - Bedding Sand / Select - PE100 - DN225 - 1.3m deep | 2047-07-01 | 2047-48 | Aerotropolis | 28055.5219 | 100% |  |  |  | 76636.4437 | 76636.4437
| Pressure Main - Greenfield - Type B - Bedding Sand / Select - PE100 - DN250 - 1.4m deep | 2047-07-01 | 2047-48 | Aerotropolis | 28055.5219 | 100% |  |  |  | 103927.6892 | 103927.6892
| Pressure Main - Greenfield - Type B - Bedding Sand / Select - PE100 - DN355 - 1.5m deep | 2047-07-01 | 2047-48 | Aerotropolis | 28055.5219 | 100% |  |  |  | 193552.6975 | 193552.6975
| Pressure Main - Greenfield - Type B - Bedding Sand / Select - PE100 - DN450 - 1.6m deep | 2047-07-01 | 2047-48 | Aerotropolis | 28055.5219 | 100% |  |  |  | 484064.5628 | 484064.5628
| Pressure Main - Greenfield - Type B - Bedding Sand / Select - PE100 - DN500 - 1.7m deep | 2047-07-01 | 2047-48 | Aerotropolis | 28055.5219 | 100% |  |  |  | 49097.4895 | 49097.4895
| Pressure Main - Greenfield - Type B - Bedding Sand / Select - PE100 - DN710 - 1.8m deep | 2047-07-01 | 2047-48 | Aerotropolis | 28055.5219 | 100% |  |  |  | 89944.3168 | 89944.3168
| E/O allowances for HDD Trenchless Crossings | 2047-07-01 | 2047-48 | Aerotropolis | 28055.5219 | 100% |  |  |  | 146350.2911 | 146350.2911
| Air Valves on lines > 300 (500m spacing) | 2047-07-01 | 2047-48 | Aerotropolis | 28055.5219 | 100% |  |  |  | 15159.312 | 15159.312
| Scour Valves on lines > 300 (500m spacing) | 2047-07-01 | 2047-48 | Aerotropolis | 28055.5219 | 100% |  |  |  | 45868.3044 | 45868.3044
| Hydrants on lines < 300 (200m spacing) | 2047-07-01 | 2047-48 | Aerotropolis | 28055.5219 | 100% |  |  |  | 20786.7966 | 20786.7966
| Section Valves on all lines (1000m spacing) | 2047-07-01 | 2047-48 | Aerotropolis | 28055.5219 | 100% |  |  |  | 41190.4032 | 41190.4032
| Pressure Main - Greenfield - Type L - Stabilised Sand / Select - oPVC PN16 - DN250 - 1.5m deep | 2047-07-01 | 2047-48 | Aerotropolis | 28055.5219 | 100% |  |  |  | 124634.7292 | 124634.7292
| Pressure Main - Greenfield - Type L - Stabilised Sand / Select - DICL PN35 - DN300 - 1.5m deep | 2047-07-01 | 2047-48 | Aerotropolis | 28055.5219 | 100% |  |  |  | 179383.6943 | 179383.6943
| Pressure Main - Greenfield - Type L - Stabilised Sand / Select - DICL PN35 - DN375 - 1.6m deep | 2047-07-01 | 2047-48 | Aerotropolis | 28055.5219 | 100% |  |  |  | 45022.4327 | 45022.4327
| Pressure Main - Greenfield - Type L - Stabilised Sand / Select - DICL PN35 - DN450- 1.7m deep | 2047-07-01 | 2047-48 | Aerotropolis | 28055.5219 | 100% |  |  |  | 107122.2741 | 107122.2741
| Pressure Main - Greenfield - Type L - Stabilised Sand / Select - DICL PN35 - DN500 - 1.8m deep | 2047-07-01 | 2047-48 | Aerotropolis | 28055.5219 | 100% |  |  |  | 53534.7762 | 53534.7762
| Pressure Main - Greenfield - Type L - Stabilised Sand / Select - DICL PN35 - DN600 - 1.9m deep. | 2047-07-01 | 2047-48 | Aerotropolis | 28055.5219 | 100% |  |  |  | 35789.0736 | 35789.0736
| Pressure Main - Greenfield - Type L - Stabilised Sand / Select - DICL PN35 - DN750 - 2.0m deep. | 2047-07-01 | 2047-48 | Aerotropolis | 28055.5219 | 100% |  |  |  | 115516.2435 | 115516.2435
| Sydney Water Funded Waterways Renewals | 2047-07-01 | 2047-48 | Aerotropolis | 28055.5219 | 100% |  |  |  | 77051.8216 | 77051.8216
| Basins Renewals | 2047-07-01 | 2047-48 | Aerotropolis | 28055.5219 | 100% |  |  |  | 3073809.8714 | 3073809.8714
| Harvesting Network Renewals | 2047-07-01 | 2047-48 | Aerotropolis | 28055.5219 | 100% |  |  |  | 5488.507 | 5488.507
| Stormwater Treatment Renewals | 2047-07-01 | 2047-48 | Aerotropolis | 28055.5219 | 100% |  |  |  | 614919.6865 | 614919.6865
| Recycled Water Storage & Transfers Renewals | 2047-07-01 | 2047-48 | Aerotropolis | 28055.5219 | 100% |  |  |  | 28750.5219 | 28750.5219
| Capex Renewals - from opex team | 2047-07-01 | 2047-48 | Aerotropolis | 28055.5219 | 100% |  |  |  | 638871.5449 | 638871.5449
| Ordinary Land Purchase | 2047-07-01 | 2047-48 | Aerotropolis | 28055.5219 | 100% |  |  |  | 27762782.2383 | 27762782.2383
| Outlet Channels - 10m wide - 15 drops / km (0.5% fall) | 2048-07-01 | 2048-49 | Aerotropolis | 28055.5219 | 100% |  |  |  | 1561406.627 | 1561406.627
| Trunk Drainage - 20m wide - 15 drops / km (0.5% fall) | 2048-07-01 | 2048-49 | Aerotropolis | 28055.5219 | 100% |  |  |  | 5922650.0254 | 5922650.0254
| Trunk Drainage - 30m wide - 15 drops / km (0.5% fall) | 2048-07-01 | 2048-49 | Aerotropolis | 28055.5219 | 100% |  |  |  | 160932.2786 | 160932.2786
| Basin_BC_BC08B | 2048-07-01 | 2048-49 | Aerotropolis | 28055.5219 | 100% |  |  |  | 3796427.0615 | 3796427.0615
| Basin_BC_SC04 | 2048-07-01 | 2048-49 | Aerotropolis | 28055.5219 | 100% |  |  |  | 9630858.2464 | 9630858.2464
| Basin_BC_SC05 | 2048-07-01 | 2048-49 | Aerotropolis | 28055.5219 | 100% |  |  |  | 2724952.9253 | 2724952.9253
| Basin_BC_SC07 | 2048-07-01 | 2048-49 | Aerotropolis | 28055.5219 | 100% |  |  |  | 3073240.0885 | 3073240.0885
| Pressure Main - Greenfield - Type B - Bedding Sand / Select - PE100 - DN050 - 1.0m deep | 2048-07-01 | 2048-49 | Aerotropolis | 28055.5219 | 100% |  |  |  | 15413.0175 | 15413.0175
| Pressure Main - Greenfield - Type B - Bedding Sand / Select - PE100 - DN063 - 1.0m deep | 2048-07-01 | 2048-49 | Aerotropolis | 28055.5219 | 100% |  |  |  | 50648.6846 | 50648.6846
| Pressure Main - Greenfield - Type B - Bedding Sand / Select - PE100 - DN075 - 1.0m deep | 2048-07-01 | 2048-49 | Aerotropolis | 28055.5219 | 100% |  |  |  | 6563.7367 | 6563.7367
| Pressure Main - Greenfield - Type B - Bedding Sand / Select - PE100 - DN090 - 1.0m deep | 2048-07-01 | 2048-49 | Aerotropolis | 28055.5219 | 100% |  |  |  | 35033.6818 | 35033.6818
| Pressure Main - Greenfield - Type B - Bedding Sand / Select - PE100 - DN110 - 1.1m deep | 2048-07-01 | 2048-49 | Aerotropolis | 28055.5219 | 100% |  |  |  | 19552.5666 | 19552.5666
| Pressure Main - Greenfield - Type B - Bedding Sand / Select - PE100 - DN125 - 1.1m deep | 2048-07-01 | 2048-49 | Aerotropolis | 28055.5219 | 100% |  |  |  | 112975.34 | 112975.34
| Pressure Main - Greenfield - Type B - Bedding Sand / Select - PE100 - DN140 - 1.2m deep | 2048-07-01 | 2048-49 | Aerotropolis | 28055.5219 | 100% |  |  |  | 77579.4318 | 77579.4318
| Pressure Main - Greenfield - Type B - Bedding Sand / Select - PE100 - DN160 - 1.2m deep | 2048-07-01 | 2048-49 | Aerotropolis | 28055.5219 | 100% |  |  |  | 13694.2432 | 13694.2432
| Pressure Main - Greenfield - Type B - Bedding Sand / Select - PE100 - DN180 - 1.3m deep | 2048-07-01 | 2048-49 | Aerotropolis | 28055.5219 | 100% |  |  |  | 62563.8652 | 62563.8652
| Pressure Main - Greenfield - Type B - Bedding Sand / Select - PE100 - DN200 - 1.3m deep | 2048-07-01 | 2048-49 | Aerotropolis | 28055.5219 | 100% |  |  |  | 172017.5895 | 172017.5895
| Pressure Main - Greenfield - Type B - Bedding Sand / Select - PE100 - DN225 - 1.3m deep | 2048-07-01 | 2048-49 | Aerotropolis | 28055.5219 | 100% |  |  |  | 86328.4249 | 86328.4249
| Pressure Main - Greenfield - Type B - Bedding Sand / Select - PE100 - DN250 - 1.4m deep | 2048-07-01 | 2048-49 | Aerotropolis | 28055.5219 | 100% |  |  |  | 117071.1124 | 117071.1124
| Pressure Main - Greenfield - Type B - Bedding Sand / Select - PE100 - DN355 - 1.5m deep | 2048-07-01 | 2048-49 | Aerotropolis | 28055.5219 | 100% |  |  |  | 218030.7266 | 218030.7266
| Pressure Main - Greenfield - Type B - Bedding Sand / Select - PE100 - DN450 - 1.6m deep | 2048-07-01 | 2048-49 | Aerotropolis | 28055.5219 | 100% |  |  |  | 545282.7562 | 545282.7562
| Pressure Main - Greenfield - Type B - Bedding Sand / Select - PE100 - DN500 - 1.7m deep | 2048-07-01 | 2048-49 | Aerotropolis | 28055.5219 | 100% |  |  |  | 55306.7017 | 55306.7017
| Pressure Main - Greenfield - Type B - Bedding Sand / Select - PE100 - DN710 - 1.8m deep | 2048-07-01 | 2048-49 | Aerotropolis | 28055.5219 | 100% |  |  |  | 101319.3048 | 101319.3048
| E/O allowances for HDD Trenchless Crossings | 2048-07-01 | 2048-49 | Aerotropolis | 28055.5219 | 100% |  |  |  | 164858.7735 | 164858.7735
| Air Valves on lines > 300 (500m spacing) | 2048-07-01 | 2048-49 | Aerotropolis | 28055.5219 | 100% |  |  |  | 17076.4647 | 17076.4647
| Scour Valves on lines > 300 (500m spacing) | 2048-07-01 | 2048-49 | Aerotropolis | 28055.5219 | 100% |  |  |  | 51669.1313 | 51669.1313
| Hydrants on lines < 300 (200m spacing) | 2048-07-01 | 2048-49 | Aerotropolis | 28055.5219 | 100% |  |  |  | 23415.6404 | 23415.6404
| Section Valves on all lines (1000m spacing) | 2048-07-01 | 2048-49 | Aerotropolis | 28055.5219 | 100% |  |  |  | 46399.6299 | 46399.6299
| Pressure Main - Greenfield - Type L - Stabilised Sand / Select - oPVC PN16 - DN250 - 1.5m deep | 2048-07-01 | 2048-49 | Aerotropolis | 28055.5219 | 100% |  |  |  | 124583.9567 | 124583.9567
| Pressure Main - Greenfield - Type L - Stabilised Sand / Select - DICL PN35 - DN300 - 1.5m deep | 2048-07-01 | 2048-49 | Aerotropolis | 28055.5219 | 100% |  |  |  | 179310.6188 | 179310.6188
| Pressure Main - Greenfield - Type L - Stabilised Sand / Select - DICL PN35 - DN375 - 1.6m deep | 2048-07-01 | 2048-49 | Aerotropolis | 28055.5219 | 100% |  |  |  | 45004.0919 | 45004.0919
| Pressure Main - Greenfield - Type L - Stabilised Sand / Select - DICL PN35 - DN450- 1.7m deep | 2048-07-01 | 2048-49 | Aerotropolis | 28055.5219 | 100% |  |  |  | 107078.6357 | 107078.6357
| Pressure Main - Greenfield - Type L - Stabilised Sand / Select - DICL PN35 - DN500 - 1.8m deep | 2048-07-01 | 2048-49 | Aerotropolis | 28055.5219 | 100% |  |  |  | 53512.9678 | 53512.9678
| Pressure Main - Greenfield - Type L - Stabilised Sand / Select - DICL PN35 - DN600 - 1.9m deep. | 2048-07-01 | 2048-49 | Aerotropolis | 28055.5219 | 100% |  |  |  | 35774.4942 | 35774.4942
| Pressure Main - Greenfield - Type L - Stabilised Sand / Select - DICL PN35 - DN750 - 2.0m deep. | 2048-07-01 | 2048-49 | Aerotropolis | 28055.5219 | 100% |  |  |  | 115469.1857 | 115469.1857
| Sydney Water Funded Waterways Renewals | 2048-07-01 | 2048-49 | Aerotropolis | 28055.5219 | 100% |  |  |  | 68274.8648 | 68274.8648
| Basins Renewals | 2048-07-01 | 2048-49 | Aerotropolis | 28055.5219 | 100% |  |  |  | 3282134.7468 | 3282134.7468
| Harvesting Network Renewals | 2048-07-01 | 2048-49 | Aerotropolis | 28055.5219 | 100% |  |  |  | 5905.9221 | 5905.9221
| Stormwater Treatment Renewals | 2048-07-01 | 2048-49 | Aerotropolis | 28055.5219 | 100% |  |  |  | 614919.6865 | 614919.6865
| Recycled Water Storage & Transfers Renewals | 2048-07-01 | 2048-49 | Aerotropolis | 28055.5219 | 100% |  |  |  | 32878.6346 | 32878.6346
| Capex Renewals - from opex team | 2048-07-01 | 2048-49 | Aerotropolis | 28055.5219 | 100% |  |  |  | 660479.3758 | 660479.3758
| Ordinary Land Purchase | 2048-07-01 | 2048-49 | Aerotropolis | 28055.5219 | 100% |  |  |  | 10160548.6214 | 10160548.6214
| Basin_BC_SC08 | 2049-07-01 | 2049-50 | Aerotropolis | 28055.5219 | 100% |  |  |  | 2595074.3356 | 2595074.3356
| Basin_NG_CC01 | 2049-07-01 | 2049-50 | Aerotropolis | 28055.5219 | 100% |  |  |  | 4997047.784 | 4997047.784
| Basin_NG_CC16 | 2049-07-01 | 2049-50 | Aerotropolis | 28055.5219 | 100% |  |  |  | 10791609.6042 | 10791609.6042
| Basin_NG_CC17 | 2049-07-01 | 2049-50 | Aerotropolis | 28055.5219 | 100% |  |  |  | 6066416.1329 | 6066416.1329
| Pressure Main - Greenfield - Type B - Bedding Sand / Select - PE100 - DN050 - 1.0m deep | 2049-07-01 | 2049-50 | Aerotropolis | 28055.5219 | 100% |  |  |  | 2080.4645 | 2080.4645
| Pressure Main - Greenfield - Type B - Bedding Sand / Select - PE100 - DN063 - 1.0m deep | 2049-07-01 | 2049-50 | Aerotropolis | 28055.5219 | 100% |  |  |  | 6836.6102 | 6836.6102
| Pressure Main - Greenfield - Type B - Bedding Sand / Select - PE100 - DN075 - 1.0m deep | 2049-07-01 | 2049-50 | Aerotropolis | 28055.5219 | 100% |  |  |  | 885.9798 | 885.9798
| Pressure Main - Greenfield - Type B - Bedding Sand / Select - PE100 - DN090 - 1.0m deep | 2049-07-01 | 2049-50 | Aerotropolis | 28055.5219 | 100% |  |  |  | 288827.3332 | 288827.3332
| Pressure Main - Greenfield - Type B - Bedding Sand / Select - PE100 - DN110 - 1.1m deep | 2049-07-01 | 2049-50 | Aerotropolis | 28055.5219 | 100% |  |  |  | 139302.6925 | 139302.6925
| Pressure Main - Greenfield - Type B - Bedding Sand / Select - PE100 - DN125 - 1.1m deep | 2049-07-01 | 2049-50 | Aerotropolis | 28055.5219 | 100% |  |  |  | 55632.7871 | 55632.7871
| Pressure Main - Greenfield - Type B - Bedding Sand / Select - PE100 - DN140 - 1.2m deep | 2049-07-01 | 2049-50 | Aerotropolis | 28055.5219 | 100% |  |  |  | 78826.725 | 78826.725
| Pressure Main - Greenfield - Type B - Bedding Sand / Select - PE100 - DN160 - 1.2m deep | 2049-07-01 | 2049-50 | Aerotropolis | 28055.5219 | 100% |  |  |  | 108191.3755 | 108191.3755
| Pressure Main - Greenfield - Type B - Bedding Sand / Select - PE100 - DN180 - 1.3m deep | 2049-07-01 | 2049-50 | Aerotropolis | 28055.5219 | 100% |  |  |  | 118176.2849 | 118176.2849
| Pressure Main - Greenfield - Type B - Bedding Sand / Select - PE100 - DN200 - 1.3m deep | 2049-07-01 | 2049-50 | Aerotropolis | 28055.5219 | 100% |  |  |  | 23219.1067 | 23219.1067
| Pressure Main - Greenfield - Type B - Bedding Sand / Select - PE100 - DN225 - 1.3m deep | 2049-07-01 | 2049-50 | Aerotropolis | 28055.5219 | 100% |  |  |  | 20635.0374 | 20635.0374
| Pressure Main - Greenfield - Type B - Bedding Sand / Select - PE100 - DN250 - 1.4m deep | 2049-07-01 | 2049-50 | Aerotropolis | 28055.5219 | 100% |  |  |  | 52728.1444 | 52728.1444
| Pressure Main - Greenfield - Type B - Bedding Sand / Select - PE100 - DN355 - 1.5m deep | 2049-07-01 | 2049-50 | Aerotropolis | 28055.5219 | 100% |  |  |  | 62892.0318 | 62892.0318
| Pressure Main - Greenfield - Type B - Bedding Sand / Select - PE100 - DN450 - 1.6m deep | 2049-07-01 | 2049-50 | Aerotropolis | 28055.5219 | 100% |  |  |  | 73602.813 | 73602.813
| Pressure Main - Greenfield - Type B - Bedding Sand / Select - PE100 - DN500 - 1.7m deep | 2049-07-01 | 2049-50 | Aerotropolis | 28055.5219 | 100% |  |  |  | 77424.8175 | 77424.8175
| Pressure Main - Greenfield - Type B - Bedding Sand / Select - PE100 - DN710 - 1.8m deep | 2049-07-01 | 2049-50 | Aerotropolis | 28055.5219 | 100% |  |  |  | 13676.1813 | 13676.1813
| E/O allowances for HDD Trenchless Crossings | 2049-07-01 | 2049-50 | Aerotropolis | 28055.5219 | 100% |  |  |  | 227892.457 | 227892.457
| Air Valves on lines > 300 (500m spacing) | 2049-07-01 | 2049-50 | Aerotropolis | 28055.5219 | 100% |  |  |  | 17992.4098 | 17992.4098
| Scour Valves on lines > 300 (500m spacing) | 2049-07-01 | 2049-50 | Aerotropolis | 28055.5219 | 100% |  |  |  | 54440.5532 | 54440.5532
| Hydrants on lines < 300 (200m spacing) | 2049-07-01 | 2049-50 | Aerotropolis | 28055.5219 | 100% |  |  |  | 35602.277 | 35602.277
| Section Valves on all lines (1000m spacing) | 2049-07-01 | 2049-50 | Aerotropolis | 28055.5219 | 100% |  |  |  | 63395.3499 | 63395.3499
| Pressure Main - Greenfield - Type B - Bedding Sand / Select - PE100 - DN180 - 1.3m deep. | 2049-07-01 | 2049-50 | Aerotropolis | 28055.5219 | 100% |  |  |  | 89118.2663 | 89118.2663
| Pressure Main - Greenfield - Type B - Bedding Sand / Select - PE100 - DN280 - 1.4m deep | 2049-07-01 | 2049-50 | Aerotropolis | 28055.5219 | 100% |  |  |  | 105136.9566 | 105136.9566
| Pressure Main - Greenfield - Type B - Bedding Sand / Select - PE100 - DN315 - 1.5m deep | 2049-07-01 | 2049-50 | Aerotropolis | 28055.5219 | 100% |  |  |  | 257559.853 | 257559.853
| Pressure Main - Greenfield - Type B - Bedding Sand / Select - PE100 - DN400 - 1.6m deep | 2049-07-01 | 2049-50 | Aerotropolis | 28055.5219 | 100% |  |  |  | 80551.0542 | 80551.0542
| Pressure Main - Greenfield - Type B - Bedding Sand / Select - PE100 - DN560 - 1.8m deep | 2049-07-01 | 2049-50 | Aerotropolis | 28055.5219 | 100% |  |  |  | 624610.0145 | 624610.0145
| Pressure Main - Greenfield - Type L - Stabilised Sand / Select - oPVC PN16 - DN250 - 1.5m deep | 2049-07-01 | 2049-50 | Aerotropolis | 28055.5219 | 100% |  |  |  | 115598.7629 | 115598.7629
| Pressure Main - Greenfield - Type L - Stabilised Sand / Select - DICL PN35 - DN300 - 1.5m deep | 2049-07-01 | 2049-50 | Aerotropolis | 28055.5219 | 100% |  |  |  | 166378.4507 | 166378.4507
| Pressure Main - Greenfield - Type L - Stabilised Sand / Select - DICL PN35 - DN375 - 1.6m deep | 2049-07-01 | 2049-50 | Aerotropolis | 28055.5219 | 100% |  |  |  | 41758.325 | 41758.325
| Pressure Main - Greenfield - Type L - Stabilised Sand / Select - DICL PN35 - DN450- 1.7m deep | 2049-07-01 | 2049-50 | Aerotropolis | 28055.5219 | 100% |  |  |  | 99355.9535 | 99355.9535
| Pressure Main - Greenfield - Type L - Stabilised Sand / Select - DICL PN35 - DN500 - 1.8m deep | 2049-07-01 | 2049-50 | Aerotropolis | 28055.5219 | 100% |  |  |  | 49653.5271 | 49653.5271
| Pressure Main - Greenfield - Type L - Stabilised Sand / Select - DICL PN35 - DN600 - 1.9m deep. | 2049-07-01 | 2049-50 | Aerotropolis | 28055.5219 | 100% |  |  |  | 33194.3805 | 33194.3805
| Pressure Main - Greenfield - Type L - Stabilised Sand / Select - DICL PN35 - DN750 - 2.0m deep. | 2049-07-01 | 2049-50 | Aerotropolis | 28055.5219 | 100% |  |  |  | 107141.3636 | 107141.3636
| Sydney Water Funded Waterways Renewals | 2049-07-01 | 2049-50 | Aerotropolis | 28055.5219 | 100% |  |  |  | 84060.6361 | 84060.6361
| Basins Renewals | 2049-07-01 | 2049-50 | Aerotropolis | 28055.5219 | 100% |  |  |  | 3570753.0454 | 3570753.0454
| Harvesting Network Renewals | 2049-07-01 | 2049-50 | Aerotropolis | 28055.5219 | 100% |  |  |  | 6319.6878 | 6319.6878
| Stormwater Treatment Renewals | 2049-07-01 | 2049-50 | Aerotropolis | 28055.5219 | 100% |  |  |  | 988288.085 | 988288.085
| Recycled Water Storage & Transfers Renewals | 2049-07-01 | 2049-50 | Aerotropolis | 28055.5219 | 100% |  |  |  | 35008.8213 | 35008.8213
| Capex Renewals - from opex team | 2049-07-01 | 2049-50 | Aerotropolis | 28055.5219 | 100% |  |  |  | 676721.9534 | 676721.9534
| Ordinary Land Purchase | 2049-07-01 | 2049-50 | Aerotropolis | 28055.5219 | 100% |  |  |  | 26698425.3455 | 26698425.3455
| Basin_AC_SC06 | 2050-07-01 | 2050-51 | Aerotropolis | 28055.5219 | 100% |  |  |  | 26286175.8434 | 26286175.8434
| Basin_NG_CC18A | 2050-07-01 | 2050-51 | Aerotropolis | 28055.5219 | 100% |  |  |  | 4490396.4574 | 4490396.4574
| Basin_NG_CC18B | 2050-07-01 | 2050-51 | Aerotropolis | 28055.5219 | 100% |  |  |  | 4018728.8744 | 4018728.8744
| Basin_NG_CC19 | 2050-07-01 | 2050-51 | Aerotropolis | 28055.5219 | 100% |  |  |  | 5866601.3814 | 5866601.3814
| Pressure Main - Greenfield - Type B - Bedding Sand / Select - PE100 - DN050 - 1.0m deep | 2050-07-01 | 2050-51 | Aerotropolis | 28055.5219 | 100% |  |  |  | 21073.5608 | 21073.5608
| Pressure Main - Greenfield - Type B - Bedding Sand / Select - PE100 - DN063 - 1.0m deep | 2050-07-01 | 2050-51 | Aerotropolis | 28055.5219 | 100% |  |  |  | 69249.7844 | 69249.7844
| Pressure Main - Greenfield - Type B - Bedding Sand / Select - PE100 - DN075 - 1.0m deep | 2050-07-01 | 2050-51 | Aerotropolis | 28055.5219 | 100% |  |  |  | 8974.3171 | 8974.3171
| Pressure Main - Greenfield - Type B - Bedding Sand / Select - PE100 - DN090 - 1.0m deep | 2050-07-01 | 2050-51 | Aerotropolis | 28055.5219 | 100% |  |  |  | 234772.9912 | 234772.9912
| Pressure Main - Greenfield - Type B - Bedding Sand / Select - PE100 - DN110 - 1.1m deep | 2050-07-01 | 2050-51 | Aerotropolis | 28055.5219 | 100% |  |  |  | 116627.2378 | 116627.2378
| Pressure Main - Greenfield - Type B - Bedding Sand / Select - PE100 - DN125 - 1.1m deep | 2050-07-01 | 2050-51 | Aerotropolis | 28055.5219 | 100% |  |  |  | 181029.4709 | 181029.4709
| Pressure Main - Greenfield - Type B - Bedding Sand / Select - PE100 - DN140 - 1.2m deep | 2050-07-01 | 2050-51 | Aerotropolis | 28055.5219 | 100% |  |  |  | 151033.2575 | 151033.2575
| Pressure Main - Greenfield - Type B - Bedding Sand / Select - PE100 - DN160 - 1.2m deep | 2050-07-01 | 2050-51 | Aerotropolis | 28055.5219 | 100% |  |  |  | 88673.2915 | 88673.2915
| Pressure Main - Greenfield - Type B - Bedding Sand / Select - PE100 - DN180 - 1.3m deep | 2050-07-01 | 2050-51 | Aerotropolis | 28055.5219 | 100% |  |  |  | 157719.4709 | 157719.4709
| Pressure Main - Greenfield - Type B - Bedding Sand / Select - PE100 - DN200 - 1.3m deep | 2050-07-01 | 2050-51 | Aerotropolis | 28055.5219 | 100% |  |  |  | 235192.3073 | 235192.3073
| Pressure Main - Greenfield - Type B - Bedding Sand / Select - PE100 - DN225 - 1.3m deep | 2050-07-01 | 2050-51 | Aerotropolis | 28055.5219 | 100% |  |  |  | 123941.5314 | 123941.5314
| Pressure Main - Greenfield - Type B - Bedding Sand / Select - PE100 - DN250 - 1.4m deep | 2050-07-01 | 2050-51 | Aerotropolis | 28055.5219 | 100% |  |  |  | 184355.1916 | 184355.1916
| Pressure Main - Greenfield - Type B - Bedding Sand / Select - PE100 - DN355 - 1.5m deep | 2050-07-01 | 2050-51 | Aerotropolis | 28055.5219 | 100% |  |  |  | 320114.5984 | 320114.5984
| Pressure Main - Greenfield - Type B - Bedding Sand / Select - PE100 - DN450 - 1.6m deep | 2050-07-01 | 2050-51 | Aerotropolis | 28055.5219 | 100% |  |  |  | 745541.8364 | 745541.8364
| Pressure Main - Greenfield - Type B - Bedding Sand / Select - PE100 - DN500 - 1.7m deep | 2050-07-01 | 2050-51 | Aerotropolis | 28055.5219 | 100% |  |  |  | 121636.0969 | 121636.0969
| Pressure Main - Greenfield - Type B - Bedding Sand / Select - PE100 - DN710 - 1.8m deep | 2050-07-01 | 2050-51 | Aerotropolis | 28055.5219 | 100% |  |  |  | 138529.5604 | 138529.5604
| E/O allowances for HDD Trenchless Crossings | 2050-07-01 | 2050-51 | Aerotropolis | 28055.5219 | 100% |  |  |  | 360669.0414 | 360669.0414
| Air Valves on lines > 300 (500m spacing) | 2050-07-01 | 2050-51 | Aerotropolis | 28055.5219 | 100% |  |  |  | 33666.7124 | 33666.7124
| Scour Valves on lines > 300 (500m spacing) | 2050-07-01 | 2050-51 | Aerotropolis | 28055.5219 | 100% |  |  |  | 101867.0912 | 101867.0912
| Hydrants on lines < 300 (200m spacing) | 2050-07-01 | 2050-51 | Aerotropolis | 28055.5219 | 100% |  |  |  | 53354.4944 | 53354.4944
| Section Valves on all lines (1000m spacing) | 2050-07-01 | 2050-51 | Aerotropolis | 28055.5219 | 100% |  |  |  | 101020.4347 | 101020.4347
| Pressure Main - Greenfield - Type B - Bedding Sand / Select - PE100 - DN180 - 1.3m deep. | 2050-07-01 | 2050-51 | Aerotropolis | 28055.5219 | 100% |  |  |  | 58619.7909 | 58619.7909
| Pressure Main - Greenfield - Type B - Bedding Sand / Select - PE100 - DN280 - 1.4m deep | 2050-07-01 | 2050-51 | Aerotropolis | 28055.5219 | 100% |  |  |  | 69156.4892 | 69156.4892
| Pressure Main - Greenfield - Type B - Bedding Sand / Select - PE100 - DN315 - 1.5m deep | 2050-07-01 | 2050-51 | Aerotropolis | 28055.5219 | 100% |  |  |  | 169416.4998 | 169416.4998
| Pressure Main - Greenfield - Type B - Bedding Sand / Select - PE100 - DN400 - 1.6m deep | 2050-07-01 | 2050-51 | Aerotropolis | 28055.5219 | 100% |  |  |  | 52984.4908 | 52984.4908
| Pressure Main - Greenfield - Type B - Bedding Sand / Select - PE100 - DN560 - 1.8m deep | 2050-07-01 | 2050-51 | Aerotropolis | 28055.5219 | 100% |  |  |  | 410853.016 | 410853.016
| Pressure Main - Greenfield - Type L - Stabilised Sand / Select - oPVC PN16 - DN250 - 1.5m deep | 2050-07-01 | 2050-51 | Aerotropolis | 28055.5219 | 100% |  |  |  | 104895.5433 | 104895.5433
| Pressure Main - Greenfield - Type L - Stabilised Sand / Select - DICL PN35 - DN300 - 1.5m deep | 2050-07-01 | 2050-51 | Aerotropolis | 28055.5219 | 100% |  |  |  | 150973.5706 | 150973.5706
| Pressure Main - Greenfield - Type L - Stabilised Sand / Select - DICL PN35 - DN375 - 1.6m deep | 2050-07-01 | 2050-51 | Aerotropolis | 28055.5219 | 100% |  |  |  | 37891.9469 | 37891.9469
| Pressure Main - Greenfield - Type L - Stabilised Sand / Select - DICL PN35 - DN450- 1.7m deep | 2050-07-01 | 2050-51 | Aerotropolis | 28055.5219 | 100% |  |  |  | 90156.6459 | 90156.6459
| Pressure Main - Greenfield - Type L - Stabilised Sand / Select - DICL PN35 - DN500 - 1.8m deep | 2050-07-01 | 2050-51 | Aerotropolis | 28055.5219 | 100% |  |  |  | 45056.1371 | 45056.1371
| Pressure Main - Greenfield - Type L - Stabilised Sand / Select - DICL PN35 - DN600 - 1.9m deep. | 2050-07-01 | 2050-51 | Aerotropolis | 28055.5219 | 100% |  |  |  | 30120.9329 | 30120.9329
| Pressure Main - Greenfield - Type L - Stabilised Sand / Select - DICL PN35 - DN750 - 2.0m deep. | 2050-07-01 | 2050-51 | Aerotropolis | 28055.5219 | 100% |  |  |  | 97221.2096 | 97221.2096
| Sydney Water Funded Waterways Renewals | 2050-07-01 | 2050-51 | Aerotropolis | 28055.5219 | 100% |  |  |  | 105038.8989 | 105038.8989
| Basins Renewals | 2050-07-01 | 2050-51 | Aerotropolis | 28055.5219 | 100% |  |  |  | 3849237.5875 | 3849237.5875
| Harvesting Network Renewals | 2050-07-01 | 2050-51 | Aerotropolis | 28055.5219 | 100% |  |  |  | 6712.5294 | 6712.5294
| Stormwater Treatment Renewals | 2050-07-01 | 2050-51 | Aerotropolis | 28055.5219 | 100% |  |  |  | 579916.3992 | 579916.3992
| Recycled Water Storage & Transfers Renewals | 2050-07-01 | 2050-51 | Aerotropolis | 28055.5219 | 100% |  |  |  | 36860.7905 | 36860.7905
| Capex Renewals - from opex team | 2050-07-01 | 2050-51 | Aerotropolis | 28055.5219 | 100% |  |  |  | 709955.9263 | 709955.9263
| Ordinary Land Purchase | 2050-07-01 | 2050-51 | Aerotropolis | 28055.5219 | 100% |  |  |  | 32998662.2744 | 32998662.2744
| Outlet Channels - 10m wide - 15 drops / km (0.5% fall) | 2051-07-01 | 2051-52 | Aerotropolis | 28055.5219 | 100% |  |  |  | 68773.152 | 68773.152
| Trunk Drainage - 20m wide - 15 drops / km (0.5% fall) | 2051-07-01 | 2051-52 | Aerotropolis | 28055.5219 | 100% |  |  |  | 926099.6977 | 926099.6977
| Trunk Drainage - 25m wide - 15 drops / km (0.5% fall) | 2051-07-01 | 2051-52 | Aerotropolis | 28055.5219 | 100% |  |  |  | 1099143.5784 | 1099143.5784
| Basin_NG_CC24 | 2051-07-01 | 2051-52 | Aerotropolis | 28055.5219 | 100% |  |  |  | 7522237.4394 | 7522237.4394
| Basin_AG_DC05 | 2051-07-01 | 2051-52 | Aerotropolis | 28055.5219 | 100% |  |  |  | 4489570.1498 | 4489570.1498
| Pressure Main - Greenfield - Type B - Bedding Sand / Select - PE100 - DN050 - 1.0m deep | 2051-07-01 | 2051-52 | Aerotropolis | 28055.5219 | 100% |  |  |  | 7235.025 | 7235.025
| Pressure Main - Greenfield - Type B - Bedding Sand / Select - PE100 - DN063 - 1.0m deep | 2051-07-01 | 2051-52 | Aerotropolis | 28055.5219 | 100% |  |  |  | 10787.6564 | 10787.6564
| Pressure Main - Greenfield - Type B - Bedding Sand / Select - PE100 - DN075 - 1.0m deep | 2051-07-01 | 2051-52 | Aerotropolis | 28055.5219 | 100% |  |  |  | 6402.9608 | 6402.9608
| Pressure Main - Greenfield - Type B - Bedding Sand / Select - PE100 - DN090 - 1.0m deep | 2051-07-01 | 2051-52 | Aerotropolis | 28055.5219 | 100% |  |  |  | 104052.9366 | 104052.9366
| Pressure Main - Greenfield - Type B - Bedding Sand / Select - PE100 - DN110 - 1.1m deep | 2051-07-01 | 2051-52 | Aerotropolis | 28055.5219 | 100% |  |  |  | 51063.455 | 51063.455
| Pressure Main - Greenfield - Type B - Bedding Sand / Select - PE100 - DN125 - 1.1m deep | 2051-07-01 | 2051-52 | Aerotropolis | 28055.5219 | 100% |  |  |  | 13899.4037 | 13899.4037
| Pressure Main - Greenfield - Type B - Bedding Sand / Select - PE100 - DN140 - 1.2m deep | 2051-07-01 | 2051-52 | Aerotropolis | 28055.5219 | 100% |  |  |  | 23526.9104 | 23526.9104
| Pressure Main - Greenfield - Type B - Bedding Sand / Select - PE100 - DN160 - 1.2m deep | 2051-07-01 | 2051-52 | Aerotropolis | 28055.5219 | 100% |  |  |  | 41247.1903 | 41247.1903
| Pressure Main - Greenfield - Type B - Bedding Sand / Select - PE100 - DN180 - 1.3m deep | 2051-07-01 | 2051-52 | Aerotropolis | 28055.5219 | 100% |  |  |  | 37768.1311 | 37768.1311
| Pressure Main - Greenfield - Type B - Bedding Sand / Select - PE100 - DN225 - 1.3m deep | 2051-07-01 | 2051-52 | Aerotropolis | 28055.5219 | 100% |  |  |  | 67304.2283 | 67304.2283
| Pressure Main - Greenfield - Type B - Bedding Sand / Select - PE100 - DN250 - 1.4m deep | 2051-07-01 | 2051-52 | Aerotropolis | 28055.5219 | 100% |  |  |  | 12709.3783 | 12709.3783
| Pressure Main - Greenfield - Type B - Bedding Sand / Select - PE100 - DN355 - 1.5m deep | 2051-07-01 | 2051-52 | Aerotropolis | 28055.5219 | 100% |  |  |  | 11517.2023 | 11517.2023
| Pressure Main - Greenfield - Type B - Bedding Sand / Select - PE100 - DN450 - 1.6m deep | 2051-07-01 | 2051-52 | Aerotropolis | 28055.5219 | 100% |  |  |  | 622247.097 | 622247.097
| Pressure Main - Greenfield - Type B - Bedding Sand / Select - PE100 - DN500 - 1.7m deep | 2051-07-01 | 2051-52 | Aerotropolis | 28055.5219 | 100% |  |  |  | 24079.1547 | 24079.1547
| E/O allowances for HDD Trenchless Crossings | 2051-07-01 | 2051-52 | Aerotropolis | 28055.5219 | 100% |  |  |  | 159686.2494 | 159686.2494
| Air Valves on lines > 300 (500m spacing) | 2051-07-01 | 2051-52 | Aerotropolis | 28055.5219 | 100% |  |  |  | 18864.4787 | 18864.4787
| Scour Valves on lines > 300 (500m spacing) | 2051-07-01 | 2051-52 | Aerotropolis | 28055.5219 | 100% |  |  |  | 57079.2165 | 57079.2165
| Hydrants on lines < 300 (200m spacing) | 2051-07-01 | 2051-52 | Aerotropolis | 28055.5219 | 100% |  |  |  | 17364.8151 | 17364.8151
| Section Valves on all lines (1000m spacing) | 2051-07-01 | 2051-52 | Aerotropolis | 28055.5219 | 100% |  |  |  | 40065.1744 | 40065.1744
| Pressure Main - Greenfield - Type B - Bedding Sand / Select - PE100 - DN180 - 1.3m deep. | 2051-07-01 | 2051-52 | Aerotropolis | 28055.5219 | 100% |  |  |  | 30673.3701 | 30673.3701
| Pressure Main - Greenfield - Type B - Bedding Sand / Select - PE100 - DN280 - 1.4m deep | 2051-07-01 | 2051-52 | Aerotropolis | 28055.5219 | 100% |  |  |  | 171656.3971 | 171656.3971
| Pressure Main - Greenfield - Type B - Bedding Sand / Select - PE100 - DN315 - 1.5m deep | 2051-07-01 | 2051-52 | Aerotropolis | 28055.5219 | 100% |  |  |  | 196944.5549 | 196944.5549
| Pressure Main - Greenfield - Type B - Bedding Sand / Select - PE100 - DN400 - 1.6m deep | 2051-07-01 | 2051-52 | Aerotropolis | 28055.5219 | 100% |  |  |  | 27724.645 | 27724.645
| Pressure Main - Greenfield - Type B - Bedding Sand / Select - PE100 - DN560 - 1.8m deep | 2051-07-01 | 2051-52 | Aerotropolis | 28055.5219 | 100% |  |  |  | 214982.7971 | 214982.7971
| Pressure Main - Greenfield - Type L - Stabilised Sand / Select - oPVC PN16 - DN250 - 1.5m deep | 2051-07-01 | 2051-52 | Aerotropolis | 28055.5219 | 100% |  |  |  | 103943.5606 | 103943.5606
| Pressure Main - Greenfield - Type L - Stabilised Sand / Select - DICL PN35 - DN300 - 1.5m deep | 2051-07-01 | 2051-52 | Aerotropolis | 28055.5219 | 100% |  |  |  | 149603.4053 | 149603.4053
| Pressure Main - Greenfield - Type L - Stabilised Sand / Select - DICL PN35 - DN375 - 1.6m deep | 2051-07-01 | 2051-52 | Aerotropolis | 28055.5219 | 100% |  |  |  | 37548.0574 | 37548.0574
| Pressure Main - Greenfield - Type L - Stabilised Sand / Select - DICL PN35 - DN450- 1.7m deep | 2051-07-01 | 2051-52 | Aerotropolis | 28055.5219 | 100% |  |  |  | 89338.4265 | 89338.4265
| Pressure Main - Greenfield - Type L - Stabilised Sand / Select - DICL PN35 - DN500 - 1.8m deep | 2051-07-01 | 2051-52 | Aerotropolis | 28055.5219 | 100% |  |  |  | 44647.2287 | 44647.2287
| Pressure Main - Greenfield - Type L - Stabilised Sand / Select - DICL PN35 - DN600 - 1.9m deep. | 2051-07-01 | 2051-52 | Aerotropolis | 28055.5219 | 100% |  |  |  | 29847.5695 | 29847.5695
| Pressure Main - Greenfield - Type L - Stabilised Sand / Select - DICL PN35 - DN750 - 2.0m deep. | 2051-07-01 | 2051-52 | Aerotropolis | 28055.5219 | 100% |  |  |  | 96338.8755 | 96338.8755
| Sydney Water Funded Waterways Renewals | 2051-07-01 | 2051-52 | Aerotropolis | 28055.5219 | 100% |  |  |  | 114885.2715 | 114885.2715
| Basins Renewals | 2051-07-01 | 2051-52 | Aerotropolis | 28055.5219 | 100% |  |  |  | 4045147.3818 | 4045147.3818
| Harvesting Network Renewals | 2051-07-01 | 2051-52 | Aerotropolis | 28055.5219 | 100% |  |  |  | 7021.7676 | 7021.7676
| Stormwater Treatment Renewals | 2051-07-01 | 2051-52 | Aerotropolis | 28055.5219 | 100% |  |  |  | 579916.3992 | 579916.3992
| Recycled Water Storage & Transfers Renewals | 2051-07-01 | 2051-52 | Aerotropolis | 28055.5219 | 100% |  |  |  | 119730.1413 | 119730.1413
| Capex Renewals - from opex team | 2051-07-01 | 2051-52 | Aerotropolis | 28055.5219 | 100% |  |  |  | 720603.9135 | 720603.9135
| Ordinary Land Purchase | 2051-07-01 | 2051-52 | Aerotropolis | 28055.5219 | 100% |  |  |  | 15801840.08 | 15801840.08
| Basin_AC_SC10 | 2052-07-01 | 2052-53 | Aerotropolis | 28055.5219 | 100% |  |  |  | 8890653.5263 | 8890653.5263
| Basin_NG_BC08A | 2052-07-01 | 2052-53 | Aerotropolis | 28055.5219 | 100% |  |  |  | 5088815.0032 | 5088815.0032
| Basin_NG_BC08B | 2052-07-01 | 2052-53 | Aerotropolis | 28055.5219 | 100% |  |  |  | 3671378.5681 | 3671378.5681
| Basin_NG_BC09 | 2052-07-01 | 2052-53 | Aerotropolis | 28055.5219 | 100% |  |  |  | 3018821.8237 | 3018821.8237
| Basin_AG_DC06 | 2052-07-01 | 2052-53 | Aerotropolis | 28055.5219 | 100% |  |  |  | 5820467.1092 | 5820467.1092
| Basin_AG_DC07 | 2052-07-01 | 2052-53 | Aerotropolis | 28055.5219 | 100% |  |  |  | 5936827.9979 | 5936827.9979
| Pressure Main - Greenfield - Type B - Bedding Sand / Select - PE100 - DN050 - 1.0m deep | 2052-07-01 | 2052-53 | Aerotropolis | 28055.5219 | 100% |  |  |  | 35517.9192 | 35517.9192
| Pressure Main - Greenfield - Type B - Bedding Sand / Select - PE100 - DN063 - 1.0m deep | 2052-07-01 | 2052-53 | Aerotropolis | 28055.5219 | 100% |  |  |  | 82704.0776 | 82704.0776
| Pressure Main - Greenfield - Type B - Bedding Sand / Select - PE100 - DN075 - 1.0m deep | 2052-07-01 | 2052-53 | Aerotropolis | 28055.5219 | 100% |  |  |  | 23824.8816 | 23824.8816
| Pressure Main - Greenfield - Type B - Bedding Sand / Select - PE100 - DN090 - 1.0m deep | 2052-07-01 | 2052-53 | Aerotropolis | 28055.5219 | 100% |  |  |  | 54084.9219 | 54084.9219
| Pressure Main - Greenfield - Type B - Bedding Sand / Select - PE100 - DN110 - 1.1m deep | 2052-07-01 | 2052-53 | Aerotropolis | 28055.5219 | 100% |  |  |  | 31563.664 | 31563.664
| Pressure Main - Greenfield - Type B - Bedding Sand / Select - PE100 - DN125 - 1.1m deep | 2052-07-01 | 2052-53 | Aerotropolis | 28055.5219 | 100% |  |  |  | 121461.8869 | 121461.8869
| Pressure Main - Greenfield - Type B - Bedding Sand / Select - PE100 - DN140 - 1.2m deep | 2052-07-01 | 2052-53 | Aerotropolis | 28055.5219 | 100% |  |  |  | 83407.0884 | 83407.0884
| Pressure Main - Greenfield - Type B - Bedding Sand / Select - PE100 - DN160 - 1.2m deep | 2052-07-01 | 2052-53 | Aerotropolis | 28055.5219 | 100% |  |  |  | 26888.0996 | 26888.0996
| Pressure Main - Greenfield - Type B - Bedding Sand / Select - PE100 - DN180 - 1.3m deep | 2052-07-01 | 2052-53 | Aerotropolis | 28055.5219 | 100% |  |  |  | 67263.5739 | 67263.5739
| Pressure Main - Greenfield - Type B - Bedding Sand / Select - PE100 - DN200 - 1.3m deep | 2052-07-01 | 2052-53 | Aerotropolis | 28055.5219 | 100% |  |  |  | 184939.3062 | 184939.3062
| Pressure Main - Greenfield - Type B - Bedding Sand / Select - PE100 - DN225 - 1.3m deep | 2052-07-01 | 2052-53 | Aerotropolis | 28055.5219 | 100% |  |  |  | 260973.4323 | 260973.4323
| Pressure Main - Greenfield - Type B - Bedding Sand / Select - PE100 - DN250 - 1.4m deep | 2052-07-01 | 2052-53 | Aerotropolis | 28055.5219 | 100% |  |  |  | 125865.3279 | 125865.3279
| Pressure Main - Greenfield - Type B - Bedding Sand / Select - PE100 - DN355 - 1.5m deep | 2052-07-01 | 2052-53 | Aerotropolis | 28055.5219 | 100% |  |  |  | 234408.8849 | 234408.8849
| Pressure Main - Greenfield - Type B - Bedding Sand / Select - PE100 - DN450 - 1.6m deep | 2052-07-01 | 2052-53 | Aerotropolis | 28055.5219 | 100% |  |  |  | 2215785.5388 | 2215785.5388
| Pressure Main - Greenfield - Type B - Bedding Sand / Select - PE100 - DN500 - 1.7m deep | 2052-07-01 | 2052-53 | Aerotropolis | 28055.5219 | 100% |  |  |  | 59461.2625 | 59461.2625
| Pressure Main - Greenfield - Type B - Bedding Sand / Select - PE100 - DN710 - 1.8m deep | 2052-07-01 | 2052-53 | Aerotropolis | 28055.5219 | 100% |  |  |  | 108930.2669 | 108930.2669
| E/O allowances for HDD Trenchless Crossings | 2052-07-01 | 2052-53 | Aerotropolis | 28055.5219 | 100% |  |  |  | 410074.4003 | 410074.4003
| Air Valves on lines > 300 (500m spacing) | 2052-07-01 | 2052-53 | Aerotropolis | 28055.5219 | 100% |  |  |  | 53621.5809 | 53621.5809
| Scour Valves on lines > 300 (500m spacing) | 2052-07-01 | 2052-53 | Aerotropolis | 28055.5219 | 100% |  |  |  | 162245.5559 | 162245.5559
| Hydrants on lines < 300 (200m spacing) | 2052-07-01 | 2052-53 | Aerotropolis | 28055.5219 | 100% |  |  |  | 41408.0898 | 41408.0898
| Section Valves on all lines (1000m spacing) | 2052-07-01 | 2052-53 | Aerotropolis | 28055.5219 | 100% |  |  |  | 103311.21 | 103311.21
| Pressure Main - Greenfield - Type B - Bedding Sand / Select - PE100 - DN280 - 1.4m deep | 2052-07-01 | 2052-53 | Aerotropolis | 28055.5219 | 100% |  |  |  | 354768.0492 | 354768.0492
| Pressure Main - Greenfield - Type B - Bedding Sand / Select - PE100 - DN315 - 1.5m deep | 2052-07-01 | 2052-53 | Aerotropolis | 28055.5219 | 100% |  |  |  | 283605.0959 | 283605.0959
| Pressure Main - Greenfield - Type L - Stabilised Sand / Select - oPVC PN16 - DN250 - 1.5m deep | 2052-07-01 | 2052-53 | Aerotropolis | 28055.5219 | 100% |  |  |  | 102356.9227 | 102356.9227
| Pressure Main - Greenfield - Type L - Stabilised Sand / Select - DICL PN35 - DN300 - 1.5m deep | 2052-07-01 | 2052-53 | Aerotropolis | 28055.5219 | 100% |  |  |  | 147319.7964 | 147319.7964
| Pressure Main - Greenfield - Type L - Stabilised Sand / Select - DICL PN35 - DN375 - 1.6m deep | 2052-07-01 | 2052-53 | Aerotropolis | 28055.5219 | 100% |  |  |  | 36974.9082 | 36974.9082
| Pressure Main - Greenfield - Type L - Stabilised Sand / Select - DICL PN35 - DN450- 1.7m deep | 2052-07-01 | 2052-53 | Aerotropolis | 28055.5219 | 100% |  |  |  | 87974.7274 | 87974.7274
| Pressure Main - Greenfield - Type L - Stabilised Sand / Select - DICL PN35 - DN500 - 1.8m deep | 2052-07-01 | 2052-53 | Aerotropolis | 28055.5219 | 100% |  |  |  | 43965.7148 | 43965.7148
| Pressure Main - Greenfield - Type L - Stabilised Sand / Select - DICL PN35 - DN600 - 1.9m deep. | 2052-07-01 | 2052-53 | Aerotropolis | 28055.5219 | 100% |  |  |  | 29391.9637 | 29391.9637
| Pressure Main - Greenfield - Type L - Stabilised Sand / Select - DICL PN35 - DN750 - 2.0m deep. | 2052-07-01 | 2052-53 | Aerotropolis | 28055.5219 | 100% |  |  |  | 94868.3187 | 94868.3187
| Sydney Water Funded Waterways Renewals | 2052-07-01 | 2052-53 | Aerotropolis | 28055.5219 | 100% |  |  |  | 245680.3164 | 245680.3164
| Basins Renewals | 2052-07-01 | 2052-53 | Aerotropolis | 28055.5219 | 100% |  |  |  | 12412112.252 | 12412112.252
| Harvesting Network Renewals | 2052-07-01 | 2052-53 | Aerotropolis | 28055.5219 | 100% |  |  |  | 21141.9488 | 21141.9488
| Stormwater Treatment Renewals | 2052-07-01 | 2052-53 | Aerotropolis | 28055.5219 | 100% |  |  |  | 698389.0641 | 698389.0641
| Recycled Water Storage & Transfers Renewals | 2052-07-01 | 2052-53 | Aerotropolis | 28055.5219 | 100% |  |  |  | 104823.9947 | 104823.9947
| Capex Renewals - from opex team | 2052-07-01 | 2052-53 | Aerotropolis | 28055.5219 | 100% |  |  |  | 956702.3047 | 956702.3047
| Ordinary Land Purchase | 2052-07-01 | 2052-53 | Aerotropolis | 28055.5219 | 100% |  |  |  | 55010539.9641 | 55010539.9641
| Basin_AC_SC07 | 2053-07-01 | 2053-54 | Aerotropolis | 28055.5219 | 100% |  |  |  | 6266855.6291 | 6266855.6291
| Basin_AC_SC08 | 2053-07-01 | 2053-54 | Aerotropolis | 28055.5219 | 100% |  |  |  | 4487833.2114 | 4487833.2114
| Basin_NG_X13 | 2053-07-01 | 2053-54 | Aerotropolis | 28055.5219 | 100% |  |  |  | 8018565.0453 | 8018565.0453
| Basin_AG_DC08 | 2053-07-01 | 2053-54 | Aerotropolis | 28055.5219 | 100% |  |  |  | 5851515.3733 | 5851515.3733
| Pressure Main - Greenfield - Type B - Bedding Sand / Select - PE100 - DN050 - 1.0m deep | 2053-07-01 | 2053-54 | Aerotropolis | 28055.5219 | 100% |  |  |  | 18051.8318 | 18051.8318
| Pressure Main - Greenfield - Type B - Bedding Sand / Select - PE100 - DN063 - 1.0m deep | 2053-07-01 | 2053-54 | Aerotropolis | 28055.5219 | 100% |  |  |  | 42392.9329 | 42392.9329
| Pressure Main - Greenfield - Type B - Bedding Sand / Select - PE100 - DN075 - 1.0m deep | 2053-07-01 | 2053-54 | Aerotropolis | 28055.5219 | 100% |  |  |  | 12017.087 | 12017.087
| Pressure Main - Greenfield - Type B - Bedding Sand / Select - PE100 - DN090 - 1.0m deep | 2053-07-01 | 2053-54 | Aerotropolis | 28055.5219 | 100% |  |  |  | 132004.5739 | 132004.5739
| Pressure Main - Greenfield - Type B - Bedding Sand / Select - PE100 - DN110 - 1.1m deep | 2053-07-01 | 2053-54 | Aerotropolis | 28055.5219 | 100% |  |  |  | 66325.9431 | 66325.9431
| Pressure Main - Greenfield - Type B - Bedding Sand / Select - PE100 - DN125 - 1.1m deep | 2053-07-01 | 2053-54 | Aerotropolis | 28055.5219 | 100% |  |  |  | 78014.6537 | 78014.6537
| Pressure Main - Greenfield - Type B - Bedding Sand / Select - PE100 - DN140 - 1.2m deep | 2053-07-01 | 2053-54 | Aerotropolis | 28055.5219 | 100% |  |  |  | 68477.0061 | 68477.0061
| Pressure Main - Greenfield - Type B - Bedding Sand / Select - PE100 - DN160 - 1.2m deep | 2053-07-01 | 2053-54 | Aerotropolis | 28055.5219 | 100% |  |  |  | 52731.953 | 52731.953
| Pressure Main - Greenfield - Type B - Bedding Sand / Select - PE100 - DN180 - 1.3m deep | 2053-07-01 | 2053-54 | Aerotropolis | 28055.5219 | 100% |  |  |  | 75258.2084 | 75258.2084
| Pressure Main - Greenfield - Type B - Bedding Sand / Select - PE100 - DN200 - 1.3m deep | 2053-07-01 | 2053-54 | Aerotropolis | 28055.5219 | 100% |  |  |  | 96226.2482 | 96226.2482
| Pressure Main - Greenfield - Type B - Bedding Sand / Select - PE100 - DN225 - 1.3m deep | 2053-07-01 | 2053-54 | Aerotropolis | 28055.5219 | 100% |  |  |  | 135279.528 | 135279.528
| Pressure Main - Greenfield - Type B - Bedding Sand / Select - PE100 - DN250 - 1.4m deep | 2053-07-01 | 2053-54 | Aerotropolis | 28055.5219 | 100% |  |  |  | 79037.2746 | 79037.2746
| Pressure Main - Greenfield - Type B - Bedding Sand / Select - PE100 - DN355 - 1.5m deep | 2053-07-01 | 2053-54 | Aerotropolis | 28055.5219 | 100% |  |  |  | 134243.0157 | 134243.0157
| Pressure Main - Greenfield - Type B - Bedding Sand / Select - PE100 - DN450 - 1.6m deep | 2053-07-01 | 2053-54 | Aerotropolis | 28055.5219 | 100% |  |  |  | 1116040.4161 | 1116040.4161
| Pressure Main - Greenfield - Type B - Bedding Sand / Select - PE100 - DN500 - 1.7m deep | 2053-07-01 | 2053-54 | Aerotropolis | 28055.5219 | 100% |  |  |  | 56606.3737 | 56606.3737
| Pressure Main - Greenfield - Type B - Bedding Sand / Select - PE100 - DN710 - 1.8m deep | 2053-07-01 | 2053-54 | Aerotropolis | 28055.5219 | 100% |  |  |  | 56677.7886 | 56677.7886
| E/O allowances for HDD Trenchless Crossings | 2053-07-01 | 2053-54 | Aerotropolis | 28055.5219 | 100% |  |  |  | 283548.7661 | 283548.7661
| Air Valves on lines > 300 (500m spacing) | 2053-07-01 | 2053-54 | Aerotropolis | 28055.5219 | 100% |  |  |  | 32858.0063 | 32858.0063
| Scour Valves on lines > 300 (500m spacing) | 2053-07-01 | 2053-54 | Aerotropolis | 28055.5219 | 100% |  |  |  | 99420.1479 | 99420.1479
| Hydrants on lines < 300 (200m spacing) | 2053-07-01 | 2053-54 | Aerotropolis | 28055.5219 | 100% |  |  |  | 33080.6796 | 33080.6796
| Section Valves on all lines (1000m spacing) | 2053-07-01 | 2053-54 | Aerotropolis | 28055.5219 | 100% |  |  |  | 73507.2829 | 73507.2829
| Pressure Main - Greenfield - Type B - Bedding Sand / Select - PE100 - DN180 - 1.3m deep. | 2053-07-01 | 2053-54 | Aerotropolis | 28055.5219 | 100% |  |  |  | 32697.2414 | 32697.2414
| Pressure Main - Greenfield - Type B - Bedding Sand / Select - PE100 - DN280 - 1.4m deep | 2053-07-01 | 2053-54 | Aerotropolis | 28055.5219 | 100% |  |  |  | 215139.7841 | 215139.7841
| Pressure Main - Greenfield - Type B - Bedding Sand / Select - PE100 - DN315 - 1.5m deep | 2053-07-01 | 2053-54 | Aerotropolis | 28055.5219 | 100% |  |  |  | 235646.0617 | 235646.0617
| Pressure Main - Greenfield - Type B - Bedding Sand / Select - PE100 - DN400 - 1.6m deep | 2053-07-01 | 2053-54 | Aerotropolis | 28055.5219 | 100% |  |  |  | 29553.9554 | 29553.9554
| Pressure Main - Greenfield - Type B - Bedding Sand / Select - PE100 - DN560 - 1.8m deep | 2053-07-01 | 2053-54 | Aerotropolis | 28055.5219 | 100% |  |  |  | 229167.6587 | 229167.6587
| Pressure Main - Greenfield - Type L - Stabilised Sand / Select - oPVC PN16 - DN250 - 1.5m deep | 2053-07-01 | 2053-54 | Aerotropolis | 28055.5219 | 100% |  |  |  | 103823.118 | 103823.118
| Pressure Main - Greenfield - Type L - Stabilised Sand / Select - DICL PN35 - DN300 - 1.5m deep | 2053-07-01 | 2053-54 | Aerotropolis | 28055.5219 | 100% |  |  |  | 149430.0553 | 149430.0553
| Pressure Main - Greenfield - Type L - Stabilised Sand / Select - DICL PN35 - DN375 - 1.6m deep | 2053-07-01 | 2053-54 | Aerotropolis | 28055.5219 | 100% |  |  |  | 37504.5493 | 37504.5493
| Pressure Main - Greenfield - Type L - Stabilised Sand / Select - DICL PN35 - DN450- 1.7m deep | 2053-07-01 | 2053-54 | Aerotropolis | 28055.5219 | 100% |  |  |  | 89234.9073 | 89234.9073
| Pressure Main - Greenfield - Type L - Stabilised Sand / Select - DICL PN35 - DN500 - 1.8m deep | 2053-07-01 | 2053-54 | Aerotropolis | 28055.5219 | 100% |  |  |  | 44595.4946 | 44595.4946
| Pressure Main - Greenfield - Type L - Stabilised Sand / Select - DICL PN35 - DN600 - 1.9m deep. | 2053-07-01 | 2053-54 | Aerotropolis | 28055.5219 | 100% |  |  |  | 29812.9842 | 29812.9842
| Pressure Main - Greenfield - Type L - Stabilised Sand / Select - DICL PN35 - DN750 - 2.0m deep. | 2053-07-01 | 2053-54 | Aerotropolis | 28055.5219 | 100% |  |  |  | 96227.2447 | 96227.2447
| Sydney Water Funded Waterways Renewals | 2053-07-01 | 2053-54 | Aerotropolis | 28055.5219 | 100% |  |  |  | 147893.8504 | 147893.8504
| Basins Renewals | 2053-07-01 | 2053-54 | Aerotropolis | 28055.5219 | 100% |  |  |  | 13624370.4042 | 13624370.4042
| Harvesting Network Renewals | 2053-07-01 | 2053-54 | Aerotropolis | 28055.5219 | 100% |  |  |  | 26580.5972 | 26580.5972
| Stormwater Treatment Renewals | 2053-07-01 | 2053-54 | Aerotropolis | 28055.5219 | 100% |  |  |  | 698389.0641 | 698389.0641
| Recycled Water Storage & Transfers Renewals | 2053-07-01 | 2053-54 | Aerotropolis | 28055.5219 | 100% |  |  |  | 115351.9026 | 115351.9026
| Capex Renewals - from opex team | 2053-07-01 | 2053-54 | Aerotropolis | 28055.5219 | 100% |  |  |  | 869696.2835 | 869696.2835
| Ordinary Land Purchase | 2053-07-01 | 2053-54 | Aerotropolis | 28055.5219 | 100% |  |  |  | 56050846.2613 | 56050846.2613
| Waterways - Full creek realignment / reconstruction | 2054-07-01 | 2054-55 | Aerotropolis | 28055.5219 | 100% |  |  |  | 5048994.3119 | 5048994.3119
| Basin_AC_SC09 | 2054-07-01 | 2054-55 | Aerotropolis | 28055.5219 | 100% |  |  |  | 4850375.7876 | 4850375.7876
| Pressure Main - Greenfield - Type B - Bedding Sand / Select - PE100 - DN050 - 1.0m deep | 2054-07-01 | 2054-55 | Aerotropolis | 28055.5219 | 100% |  |  |  | 3888.534 | 3888.534
| Pressure Main - Greenfield - Type B - Bedding Sand / Select - PE100 - DN063 - 1.0m deep | 2054-07-01 | 2054-55 | Aerotropolis | 28055.5219 | 100% |  |  |  | 12778.1036 | 12778.1036
| Pressure Main - Greenfield - Type B - Bedding Sand / Select - PE100 - DN075 - 1.0m deep | 2054-07-01 | 2054-55 | Aerotropolis | 28055.5219 | 100% |  |  |  | 1655.9583 | 1655.9583
| Pressure Main - Greenfield - Type B - Bedding Sand / Select - PE100 - DN090 - 1.0m deep | 2054-07-01 | 2054-55 | Aerotropolis | 28055.5219 | 100% |  |  |  | 8838.6109 | 8838.6109
| Pressure Main - Greenfield - Type B - Bedding Sand / Select - PE100 - DN110 - 1.1m deep | 2054-07-01 | 2054-55 | Aerotropolis | 28055.5219 | 100% |  |  |  | 4932.8965 | 4932.8965
| Pressure Main - Greenfield - Type B - Bedding Sand / Select - PE100 - DN125 - 1.1m deep | 2054-07-01 | 2054-55 | Aerotropolis | 28055.5219 | 100% |  |  |  | 28502.4302 | 28502.4302
| Pressure Main - Greenfield - Type B - Bedding Sand / Select - PE100 - DN140 - 1.2m deep | 2054-07-01 | 2054-55 | Aerotropolis | 28055.5219 | 100% |  |  |  | 19572.4336 | 19572.4336
| Pressure Main - Greenfield - Type B - Bedding Sand / Select - PE100 - DN160 - 1.2m deep | 2054-07-01 | 2054-55 | Aerotropolis | 28055.5219 | 100% |  |  |  | 3454.9063 | 3454.9063
| Pressure Main - Greenfield - Type B - Bedding Sand / Select - PE100 - DN180 - 1.3m deep | 2054-07-01 | 2054-55 | Aerotropolis | 28055.5219 | 100% |  |  |  | 15784.172 | 15784.172
| Pressure Main - Greenfield - Type B - Bedding Sand / Select - PE100 - DN200 - 1.3m deep | 2054-07-01 | 2054-55 | Aerotropolis | 28055.5219 | 100% |  |  |  | 43398.1375 | 43398.1375
| Pressure Main - Greenfield - Type B - Bedding Sand / Select - PE100 - DN225 - 1.3m deep | 2054-07-01 | 2054-55 | Aerotropolis | 28055.5219 | 100% |  |  |  | 21779.7079 | 21779.7079
| Pressure Main - Greenfield - Type B - Bedding Sand / Select - PE100 - DN250 - 1.4m deep | 2054-07-01 | 2054-55 | Aerotropolis | 28055.5219 | 100% |  |  |  | 29535.7483 | 29535.7483
| Pressure Main - Greenfield - Type B - Bedding Sand / Select - PE100 - DN355 - 1.5m deep | 2054-07-01 | 2054-55 | Aerotropolis | 28055.5219 | 100% |  |  |  | 55006.7436 | 55006.7436
| Pressure Main - Greenfield - Type B - Bedding Sand / Select - PE100 - DN450 - 1.6m deep | 2054-07-01 | 2054-55 | Aerotropolis | 28055.5219 | 100% |  |  |  | 137568.8154 | 137568.8154
| Pressure Main - Greenfield - Type B - Bedding Sand / Select - PE100 - DN500 - 1.7m deep | 2054-07-01 | 2054-55 | Aerotropolis | 28055.5219 | 100% |  |  |  | 13953.2698 | 13953.2698
| Pressure Main - Greenfield - Type B - Bedding Sand / Select - PE100 - DN710 - 1.8m deep | 2054-07-01 | 2054-55 | Aerotropolis | 28055.5219 | 100% |  |  |  | 25561.7413 | 25561.7413
| E/O allowances for HDD Trenchless Crossings | 2054-07-01 | 2054-55 | Aerotropolis | 28055.5219 | 100% |  |  |  | 41592.0473 | 41592.0473
| Air Valves on lines > 300 (500m spacing) | 2054-07-01 | 2054-55 | Aerotropolis | 28055.5219 | 100% |  |  |  | 4308.2034 | 4308.2034
| Scour Valves on lines > 300 (500m spacing) | 2054-07-01 | 2054-55 | Aerotropolis | 28055.5219 | 100% |  |  |  | 13035.551 | 13035.551
| Hydrants on lines < 300 (200m spacing) | 2054-07-01 | 2054-55 | Aerotropolis | 28055.5219 | 100% |  |  |  | 5907.5074 | 5907.5074
| Section Valves on all lines (1000m spacing) | 2054-07-01 | 2054-55 | Aerotropolis | 28055.5219 | 100% |  |  |  | 11706.114 | 11706.114
| Pressure Main - Greenfield - Type L - Stabilised Sand / Select - oPVC PN16 - DN250 - 1.5m deep | 2054-07-01 | 2054-55 | Aerotropolis | 28055.5219 | 100% |  |  |  | 68634.4297 | 68634.4297
| Pressure Main - Greenfield - Type L - Stabilised Sand / Select - DICL PN35 - DN300 - 1.5m deep | 2054-07-01 | 2054-55 | Aerotropolis | 28055.5219 | 100% |  |  |  | 98783.8433 | 98783.8433
| Pressure Main - Greenfield - Type L - Stabilised Sand / Select - DICL PN35 - DN375 - 1.6m deep | 2054-07-01 | 2054-55 | Aerotropolis | 28055.5219 | 100% |  |  |  | 24793.1617 | 24793.1617
| Pressure Main - Greenfield - Type L - Stabilised Sand / Select - DICL PN35 - DN450- 1.7m deep | 2054-07-01 | 2054-55 | Aerotropolis | 28055.5219 | 100% |  |  |  | 58990.5898 | 58990.5898
| Pressure Main - Greenfield - Type L - Stabilised Sand / Select - DICL PN35 - DN500 - 1.8m deep | 2054-07-01 | 2054-55 | Aerotropolis | 28055.5219 | 100% |  |  |  | 29480.7784 | 29480.7784
| Pressure Main - Greenfield - Type L - Stabilised Sand / Select - DICL PN35 - DN600 - 1.9m deep. | 2054-07-01 | 2054-55 | Aerotropolis | 28055.5219 | 100% |  |  |  | 19708.4927 | 19708.4927
| Pressure Main - Greenfield - Type L - Stabilised Sand / Select - DICL PN35 - DN750 - 2.0m deep. | 2054-07-01 | 2054-55 | Aerotropolis | 28055.5219 | 100% |  |  |  | 63613.0198 | 63613.0198
| Sydney Water Funded Waterways Renewals | 2054-07-01 | 2054-55 | Aerotropolis | 28055.5219 | 100% |  |  |  | 164836.7015 | 164836.7015
| Basins Renewals | 2054-07-01 | 2054-55 | Aerotropolis | 28055.5219 | 100% |  |  |  | 14677017.7903 | 14677017.7903
| Harvesting Network Renewals | 2054-07-01 | 2054-55 | Aerotropolis | 28055.5219 | 100% |  |  |  | 31140.5446 | 31140.5446
| Stormwater Treatment Renewals | 2054-07-01 | 2054-55 | Aerotropolis | 28055.5219 | 100% |  |  |  | 698389.0641 | 698389.0641
| Recycled Water Storage & Transfers Renewals | 2054-07-01 | 2054-55 | Aerotropolis | 28055.5219 | 100% |  |  |  | 114055.3327 | 114055.3327
| Capex Renewals - from opex team | 2054-07-01 | 2054-55 | Aerotropolis | 28055.5219 | 100% |  |  |  | 1312861.1836 | 1312861.1836
| Ordinary Land Purchase | 2054-07-01 | 2054-55 | Aerotropolis | 28055.5219 | 100% |  |  |  | 13980439.2012 | 13980439.2012
| Pressure Main - Greenfield - Type L - Stabilised Sand / Select - oPVC PN16 - DN250 - 1.5m deep | 2055-07-01 | 2055-56 | Aerotropolis | 28055.5219 | 100% |  |  |  | 80337.4708 | 80337.4708
| Pressure Main - Greenfield - Type L - Stabilised Sand / Select - DICL PN35 - DN300 - 1.5m deep | 2055-07-01 | 2055-56 | Aerotropolis | 28055.5219 | 100% |  |  |  | 115627.742 | 115627.742
| Pressure Main - Greenfield - Type L - Stabilised Sand / Select - DICL PN35 - DN375 - 1.6m deep | 2055-07-01 | 2055-56 | Aerotropolis | 28055.5219 | 100% |  |  |  | 29020.7103 | 29020.7103
| Pressure Main - Greenfield - Type L - Stabilised Sand / Select - DICL PN35 - DN450- 1.7m deep | 2055-07-01 | 2055-56 | Aerotropolis | 28055.5219 | 100% |  |  |  | 69049.2339 | 69049.2339
| Pressure Main - Greenfield - Type L - Stabilised Sand / Select - DICL PN35 - DN500 - 1.8m deep | 2055-07-01 | 2055-56 | Aerotropolis | 28055.5219 | 100% |  |  |  | 34507.6252 | 34507.6252
| Pressure Main - Greenfield - Type L - Stabilised Sand / Select - DICL PN35 - DN600 - 1.9m deep. | 2055-07-01 | 2055-56 | Aerotropolis | 28055.5219 | 100% |  |  |  | 23069.0408 | 23069.0408
| Pressure Main - Greenfield - Type L - Stabilised Sand / Select - DICL PN35 - DN750 - 2.0m deep. | 2055-07-01 | 2055-56 | Aerotropolis | 28055.5219 | 100% |  |  |  | 74459.8468 | 74459.8468
| Sydney Water Funded Waterways Renewals | 2055-07-01 | 2055-56 | Aerotropolis | 28055.5219 | 100% |  |  |  | 164964.8744 | 164964.8744
| Basins Renewals | 2055-07-01 | 2055-56 | Aerotropolis | 28055.5219 | 100% |  |  |  | 16382300.9656 | 16382300.9656
| Harvesting Network Renewals | 2055-07-01 | 2055-56 | Aerotropolis | 28055.5219 | 100% |  |  |  | 26310.1645 | 26310.1645
| Stormwater Treatment Renewals | 2055-07-01 | 2055-56 | Aerotropolis | 28055.5219 | 100% |  |  |  | 18316600.7358 | 18316600.7358
| Recycled Water Storage & Transfers Renewals | 2055-07-01 | 2055-56 | Aerotropolis | 28055.5219 | 100% |  |  |  | 408291.3644 | 408291.3644
| Capex Renewals - from opex team | 2055-07-01 | 2055-56 | Aerotropolis | 28055.5219 | 100% |  |  |  | 945519.0993 | 945519.0993
|  |  | - |  |  | - |  |  |  | - | -
|  |  | - |  |  | - |  |  |  | - | -
|  |  | - |  |  | - |  |  |  | - | -
|  |  | - |  |  | - |  |  |  | - | -
|  |  | - |  |  | - |  |  |  | - | -
|  |  | - |  |  | - |  |  |  | - | -
|  |  | - |  |  | - |  |  |  | - | -
|  |  | - |  |  | - |  |  |  | - | -
|  |  | - |  |  | - |  |  |  | - | -
|  |  | - |  |  | - |  |  |  | - | -
|  |  | - |  |  | - |  |  |  | - | -
|  |  | - |  |  | - |  |  |  | - | -
|  |  | - |  |  | - |  |  |  | - | -
|  |  | - |  |  | - |  |  |  | - | -
|  |  | - |  |  | - |  |  |  | - | -
|  |  | - |  |  | - |  |  |  | - | -
|  |  | - |  |  | - |  |  |  | - | -
|  |  | - |  |  | - |  |  |  | - | -
|  |  | - |  |  | - |  |  |  | - | -
|  |  | - |  |  | - |  |  |  | - | -
|  |  | - |  |  | - |  |  |  | - | -
|  |  | - |  |  | - |  |  |  | - | -
|  |  | - |  |  | - |  |  |  | - | -
|  |  | - |  |  | - |  |  |  | - | -
|  |  | - |  |  | - |  |  |  | - | -
|  |  | - |  |  | - |  |  |  | - | -
|  |  | - |  |  | - |  |  |  | - | -
|  |  | - |  |  | - |  |  |  | - | -
|  |  | - |  |  | - |  |  |  | - | -
|  |  | - |  |  | - |  |  |  | - | -
|  |  | - |  |  | - |  |  |  | - | -
|  |  | - |  |  | - |  |  |  | - | -
|  |  | - |  |  | - |  |  |  | - | -
|  |  | - |  |  | - |  |  |  | - | -
|  |  | - |  |  | - |  |  |  | - | -
|  |  | - |  |  | - |  |  |  | - | -
|  |  | - |  |  | - |  |  |  | - | -
|  |  | - |  |  | - |  |  |  | - | -
|  |  | - |  |  | - |  |  |  | - | -
|  |  | - |  |  | - |  |  |  | - | -
|  |  | - |  |  | - |  |  |  | - | -
|  |  | - |  |  | - |  |  |  | - | -
|  |  | - |  |  | - |  |  |  | - | -
|  |  | - |  |  | - |  |  |  | - | -
|  |  | - |  |  | - |  |  |  | - | -
|  |  | - |  |  | - |  |  |  | - | -
|  |  | - |  |  | - |  |  |  | - | -
|  |  | - |  |  | - |  |  |  | - | -
|  |  | - |  |  | - |  |  |  | - | -
|  |  | - |  |  | - |  |  |  | - | -
|  |  | - |  |  | - |  |  |  | - | -
|  |  | - |  |  | - |  |  |  | - | -
|  |  | - |  |  | - |  |  |  | - | -
|  |  | - |  |  | - |  |  |  | - | -
|  |  | - |  |  | - |  |  |  | - | -
|  |  | - |  |  | - |  |  |  | - | -
|  |  | - |  |  | - |  |  |  | - | -
|  |  | - |  |  | - |  |  |  | - | -
|  |  | - |  |  | - |  |  |  | - | -
|  |  | - |  |  | - |  |  |  | - | -
|  |  | - |  |  | - |  |  |  | - | -
|  |  | - |  |  | - |  |  |  | - | -
|  |  | - |  |  | - |  |  |  | - | -
|  |  | - |  |  | - |  |  |  | - | -
|  |  | - |  |  | - |  |  |  | - | -
|  |  | - |  |  | - |  |  |  | - | -
|  |  | - |  |  | - |  |  |  | - | -
|  |  | - |  |  | - |  |  |  | - | -
|  |  | - |  |  | - |  |  |  | - | -
|  |  | - |  |  | - |  |  |  | - | -
|  |  | - |  |  | - |  |  |  | - | -
|  |  | - |  |  | - |  |  |  | - | -
|  |  | - |  |  | - |  |  |  | - | -
|  |  | - |  |  | - |  |  |  | - | -
|  |  | - |  |  | - |  |  |  | - | -
|  |  | - |  |  | - |  |  |  | - | -
| Add rows above this point as required and copy formula down. It is important to add rows above this point as this will ensure the formula on the 'MP Calculations' worksheet will incorporate the information included in the additional rows. |  | - |  |  | - |  |  |  | - | -
Note on C21: Greg McLennan: Eg, name or identification number.
Note on D21: Greg McLennan: Address nexus to DSP, eg, mains pipe required to transport water from point 'A' to point 'B' to facilitate water distribution in region '1', '2', and '3'.
Note on I21: Greg McLennan: This is not the capacity of the asset in ETs, but the number of ETs which the asset will service. The intention is to apportion the cost of the asset over the ETs which will receive a service from the asset.

## ET inputs
EQUIVALENT TENEMENTS (ETs) SINCE 1 JULY 1996 RELATING TO THE DSP UNDER CONSIDERATION
ET assumption (hectares/ET) |  | 0.10496 | Input entered at $H$36 on the 'General inputs' worksheet.
Aerotropolis net developable area
Consumption assumption |  | hectares/property | 0.10496
| Total new ETs in DSP area | Annual take-up of development (m2) | ETs | [19 empty] | Do not delete section below - this is where the user can enter alternative consumption assumption options for non-residential customer groups.
1995-96 | 0 | 0 | 0 | 0 | 0 | 0 | 0 | 0 | 0 | 0 | 0 | 0 | 0 | 0 | 0 | 0 | 0 | 0 | 0 | 0 | 0 | 1 | kL/property/year | properties
1996-97 | 0 | 0 | 0 | 0 | 0 | 0 | 0 | 0 | 0 | 0 | 0 | 0 | 0 | 0 | 0 | 0 | 0 | 0 | 0 | 0 | 0 | 2 | kL/hectare/year | hectares
1997-98 | 0 | 0 | 0 | 0 | 0 | 0 | 0 | 0 | 0 | 0 | 0 | 0 | 0 | 0 | 0 | 0 | 0 | 0 | 0 | 0 | 0 | 3
1998-99 | 0 | 0 | 0 | 0 | 0 | 0 | 0 | 0 | 0 | 0 | 0 | 0 | 0 | 0 | 0 | 0 | 0 | 0 | 0 | 0 | 0 | 4 |  |  | Provide plural notation for the units of measure entered at $AJ$12 to $AJ$18.
1999-00 | 0 | 0 | 0 | 0 | 0 | 0 | 0 | 0 | 0 | 0 | 0 | 0 | 0 | 0 | 0 | 0 | 0 | 0 | 0 | 0 | 0 | 5 |  |  | The plural of the units will only affect headings.
2000-01 | 0 | 0 | 0 | 0 | 0 | 0 | 0 | 0 | 0 | 0 | 0 | 0 | 0 | 0 | 0 | 0 | 0 | 0 | 0 | 0 | 0 | 6
2001-02 | 0 | 0 | 0 | 0 | 0 | 0 | 0 | 0 | 0 | 0 | 0 | 0 | 0 | 0 | 0 | 0 | 0 | 0 | 0 | 0 | 0 | 7
2002-03 | 0 | 0 | 0 | 0 | 0 | 0 | 0 | 0 | 0 | 0 | 0 | 0 | 0 | 0 | 0 | 0 | 0 | 0 | 0 | 0 | 0 |  | add alternatives at $AJ$18:$AJ$23
2003-04 | 0 | 0 | 0 | 0 | 0 | 0 | 0 | 0 | 0 | 0 | 0 | 0 | 0 | 0 | 0 | 0 | 0 | 0 | 0 | 0 | 0
2004-05 | 0 | 0 | 0 | 0 | 0 | 0 | 0 | 0 | 0 | 0 | 0 | 0 | 0 | 0 | 0 | 0 | 0 | 0 | 0 | 0 | 0
2005-06 | 0 | 0 | 0 | 0 | 0 | 0 | 0 | 0 | 0 | 0 | 0 | 0 | 0 | 0 | 0 | 0 | 0 | 0 | 0 | 0 | 0
2006-07 | 0 | 0 | 0 | 0 | 0 | 0 | 0 | 0 | 0 | 0 | 0 | 0 | 0 | 0 | 0 | 0 | 0 | 0 | 0 | 0 | 0
2007-08 | 0 | 0 | 0 | 0 | 0 | 0 | 0 | 0 | 0 | 0 | 0 | 0 | 0 | 0 | 0 | 0 | 0 | 0 | 0 | 0 | 0
2008-09 | 0 | 0 | 0 | 0 | 0 | 0 | 0 | 0 | 0 | 0 | 0 | 0 | 0 | 0 | 0 | 0 | 0 | 0 | 0 | 0 | 0
2009-10 | 0 | 0 | 0 | 0 | 0 | 0 | 0 | 0 | 0 | 0 | 0 | 0 | 0 | 0 | 0 | 0 | 0 | 0 | 0 | 0 | 0
2010-11 | 0 | 0 | 0 | 0 | 0 | 0 | 0 | 0 | 0 | 0 | 0 | 0 | 0 | 0 | 0 | 0 | 0 | 0 | 0 | 0 | 0
2011-12 | 0 | 0 | 0 | 0 | 0 | 0 | 0 | 0 | 0 | 0 | 0 | 0 | 0 | 0 | 0 | 0 | 0 | 0 | 0 | 0 | 0
2012-13 | 0 | 0 | 0 | 0 | 0 | 0 | 0 | 0 | 0 | 0 | 0 | 0 | 0 | 0 | 0 | 0 | 0 | 0 | 0 | 0 | 0
2013-14 | 0 | 0 | 0 | 0 | 0 | 0 | 0 | 0 | 0 | 0 | 0 | 0 | 0 | 0 | 0 | 0 | 0 | 0 | 0 | 0 | 0
2014-15 | 0 | 0 | 0 | 0 | 0 | 0 | 0 | 0 | 0 | 0 | 0 | 0 | 0 | 0 | 0 | 0 | 0 | 0 | 0 | 0 | 0
2015-16 | 0 | 0 | 0 | 0 | 0 | 0 | 0 | 0 | 0 | 0 | 0 | 0 | 0 | 0 | 0 | 0 | 0 | 0 | 0 | 0 | 0
2016-17 | 0 | 0 | 0 | 0 | 0 | 0 | 0 | 0 | 0 | 0 | 0 | 0 | 0 | 0 | 0 | 0 | 0 | 0 | 0 | 0 | 0
2017-18 | 0 | 0 | 0 | 0 | 0 | 0 | 0 | 0 | 0 | 0 | 0 | 0 | 0 | 0 | 0 | 0 | 0 | 0 | 0 | 0 | 0
2018-19 | 0 | 0 | 0 | 0 | 0 | 0 | 0 | 0 | 0 | 0 | 0 | 0 | 0 | 0 | 0 | 0 | 0 | 0 | 0 | 0 | 0
2019-20 | 0 | 0 | 0 | 0 | 0 | 0 | 0 | 0 | 0 | 0 | 0 | 0 | 0 | 0 | 0 | 0 | 0 | 0 | 0 | 0 | 0
2020-21 | 0 | 0 | 0 | 0 | 0 | 0 | 0 | 0 | 0 | 0 | 0 | 0 | 0 | 0 | 0 | 0 | 0 | 0 | 0 | 0 | 0
2021-22 | 0 | 0 | 0 | 0 | 0 | 0 | 0 | 0 | 0 | 0 | 0 | 0 | 0 | 0 | 0 | 0 | 0 | 0 | 0 | 0 | 0
2022-23 | 0 | 0 | 0 | 0 | 0 | 0 | 0 | 0 | 0 | 0 | 0 | 0 | 0 | 0 | 0 | 0 | 0 | 0 | 0 | 0 | 0
2023-24 | 0 | 0 | 0 | 0 | 0 | 0 | 0 | 0 | 0 | 0 | 0 | 0 | 0 | 0 | 0 | 0 | 0 | 0 | 0 | 0 | 0
2024-25 | 0 | 0 | 0 | 0 | 0 | 0 | 0 | 0 | 0 | 0 | 0 | 0 | 0 | 0 | 0 | 0 | 0 | 0 | 0 | 0 | 0
2025-26 | 0 | 0 | 0 | 0 | 0 | 0 | 0 | 0 | 0 | 0 | 0 | 0 | 0 | 0 | 0 | 0 | 0 | 0 | 0 | 0 | 0
2026-27 | 774.0259 | 774.0259 | 774.0259 | 0 | 0 | 0 | 0 | 0 | 0 | 0 | 0 | 0 | 0 | 0 | 0 | 0 | 0 | 0 | 0 | 0 | 0
2027-28 | 1713.4497 | 1713.4497 | 1713.4497 | 0 | 0 | 0 | 0 | 0 | 0 | 0 | 0 | 0 | 0 | 0 | 0 | 0 | 0 | 0 | 0 | 0 | 0
2028-29 | 2173.2101 | 2173.2101 | 2173.2101 | 0 | 0 | 0 | 0 | 0 | 0 | 0 | 0 | 0 | 0 | 0 | 0 | 0 | 0 | 0 | 0 | 0 | 0
2029-30 | 992.7589 | 992.7589 | 992.7589 | 0 | 0 | 0 | 0 | 0 | 0 | 0 | 0 | 0 | 0 | 0 | 0 | 0 | 0 | 0 | 0 | 0 | 0
2030-31 | 777.2748 | 777.2748 | 777.2748 | 0 | 0 | 0 | 0 | 0 | 0 | 0 | 0 | 0 | 0 | 0 | 0 | 0 | 0 | 0 | 0 | 0 | 0
2031-32 | 1468.5923 | 1468.5923 | 1468.5923 | 0 | 0 | 0 | 0 | 0 | 0 | 0 | 0 | 0 | 0 | 0 | 0 | 0 | 0 | 0 | 0 | 0 | 0
2032-33 | 2985.3081 | 2985.3081 | 2985.3081 | 0 | 0 | 0 | 0 | 0 | 0 | 0 | 0 | 0 | 0 | 0 | 0 | 0 | 0 | 0 | 0 | 0 | 0
2033-34 | 574.9482 | 574.9482 | 574.9482 | 0 | 0 | 0 | 0 | 0 | 0 | 0 | 0 | 0 | 0 | 0 | 0 | 0 | 0 | 0 | 0 | 0 | 0
2034-35 | 1799.2356 | 1799.2356 | 1799.2356 | 0 | 0 | 0 | 0 | 0 | 0 | 0 | 0 | 0 | 0 | 0 | 0 | 0 | 0 | 0 | 0 | 0 | 0
2035-36 | 943.2539 | 943.2539 | 943.2539 | 0 | 0 | 0 | 0 | 0 | 0 | 0 | 0 | 0 | 0 | 0 | 0 | 0 | 0 | 0 | 0 | 0 | 0
2036-37 | 1584.2946 | 1584.2946 | 1584.2946 | 0 | 0 | 0 | 0 | 0 | 0 | 0 | 0 | 0 | 0 | 0 | 0 | 0 | 0 | 0 | 0 | 0 | 0
2037-38 | 1837.803 | 1837.803 | 1837.803 | 0 | 0 | 0 | 0 | 0 | 0 | 0 | 0 | 0 | 0 | 0 | 0 | 0 | 0 | 0 | 0 | 0 | 0
2038-39 | 1380.6532 | 1380.6532 | 1380.6532 | 0 | 0 | 0 | 0 | 0 | 0 | 0 | 0 | 0 | 0 | 0 | 0 | 0 | 0 | 0 | 0 | 0 | 0
2039-40 | 866.8526 | 866.8526 | 866.8526 | 0 | 0 | 0 | 0 | 0 | 0 | 0 | 0 | 0 | 0 | 0 | 0 | 0 | 0 | 0 | 0 | 0 | 0
2040-41 | 840.2327 | 840.2327 | 840.2327 | 0 | 0 | 0 | 0 | 0 | 0 | 0 | 0 | 0 | 0 | 0 | 0 | 0 | 0 | 0 | 0 | 0 | 0
2041-42 | 1196.1716 | 1196.1716 | 1196.1716 | 0 | 0 | 0 | 0 | 0 | 0 | 0 | 0 | 0 | 0 | 0 | 0 | 0 | 0 | 0 | 0 | 0 | 0
2042-43 | 835.7453 | 835.7453 | 835.7453 | 0 | 0 | 0 | 0 | 0 | 0 | 0 | 0 | 0 | 0 | 0 | 0 | 0 | 0 | 0 | 0 | 0 | 0
2043-44 | 334.0923 | 334.0923 | 334.0923 | 0 | 0 | 0 | 0 | 0 | 0 | 0 | 0 | 0 | 0 | 0 | 0 | 0 | 0 | 0 | 0 | 0 | 0
2044-45 | 1661.3151 | 1661.3151 | 1661.3151 | 0 | 0 | 0 | 0 | 0 | 0 | 0 | 0 | 0 | 0 | 0 | 0 | 0 | 0 | 0 | 0 | 0 | 0
2045-46 | 254.5946 | 254.5946 | 254.5946 | 0 | 0 | 0 | 0 | 0 | 0 | 0 | 0 | 0 | 0 | 0 | 0 | 0 | 0 | 0 | 0 | 0 | 0
2046-47 | 276.0315 | 276.0315 | 276.0315 | 0 | 0 | 0 | 0 | 0 | 0 | 0 | 0 | 0 | 0 | 0 | 0 | 0 | 0 | 0 | 0 | 0 | 0
2047-48 | 331.6151 | 331.6151 | 331.6151 | 0 | 0 | 0 | 0 | 0 | 0 | 0 | 0 | 0 | 0 | 0 | 0 | 0 | 0 | 0 | 0 | 0 | 0
2048-49 | 282.8247 | 282.8247 | 282.8247 |  | 0 |  | 0 |  | 0 |  | 0 |  | 0 |  | 0 |  | 0 |  | 0 |  | 0
2049-50 | 123.5149 | 123.5149 | 123.5149 |  | 0 |  | 0 |  | 0 |  | 0 |  | 0 |  | 0 |  | 0 |  | 0 |  | 0
2050-51 | 394.2205 | 394.2205 | 394.2205 |  | 0 |  | 0 |  | 0 |  | 0 |  | 0 |  | 0 |  | 0 |  | 0 |  | 0
2051-52 | 362.9226 | 362.9226 | 362.9226 |  | 0 |  | 0 |  | 0 |  | 0 |  | 0 |  | 0 |  | 0 |  | 0 |  | 0
2052-53 | 48.7143 | 48.7143 | 48.7143 |  | 0 |  | 0 |  | 0 |  | 0 |  | 0 |  | 0 |  | 0 |  | 0 |  | 0
2053-54 | 937.3563 | 937.3563 | 937.3563 |  | 0 |  | 0 |  | 0 |  | 0 |  | 0 |  | 0 |  | 0 |  | 0 |  | 0
2054-55 | 304.5093 | 304.5093 | 304.5093 |  | 0 |  | 0 |  | 0 |  | 0 |  | 0 |  | 0 |  | 0 |  | 0 |  | 0
2055-56 | 0 | 0 | 0 |  | 0 |  | 0 |  | 0 |  | 0 |  | 0 |  | 0 |  | 0 |  | 0 |  | 0
2056-57 |  |  | 0 |  | 0 |  | 0 |  | 0 |  | 0 |  | 0 |  | 0 |  | 0 |  | 0 |  | 0
2057-58 |  |  | 0 |  | 0 |  | 0 |  | 0 |  | 0 |  | 0 |  | 0 |  | 0 |  | 0 |  | 0
2058-59 |  |  | 0 |  | 0 |  | 0 |  | 0 |  | 0 |  | 0 |  | 0 |  | 0 |  | 0 |  | 0
2059-60 |  |  | 0 |  | 0 |  | 0 |  | 0 |  | 0 |  | 0 |  | 0 |  | 0 |  | 0 |  | 0
2060-61 |  |  | 0 |  | 0 |  | 0 |  | 0 |  | 0 |  | 0 |  | 0 |  | 0 |  | 0 |  | 0
2061-62 |  |  | 0 |  | 0 |  | 0 |  | 0 |  | 0 |  | 0 |  | 0 |  | 0 |  | 0 |  | 0
2062-63 |  |  | 0 |  | 0 |  | 0 |  | 0 |  | 0 |  | 0 |  | 0 |  | 0 |  | 0 |  | 0
2063-64 |  |  | 0 |  | 0 |  | 0 |  | 0 |  | 0 |  | 0 |  | 0 |  | 0 |  | 0 |  | 0
2064-65 |  |  | 0 |  | 0 |  | 0 |  | 0 |  | 0 |  | 0 |  | 0 |  | 0 |  | 0 |  | 0
2065-66 |  |  | 0 |  | 0 |  | 0 |  | 0 |  | 0 |  | 0 |  | 0 |  | 0 |  | 0 |  | 0
2066-67 |  |  | 0 |  | 0 |  | 0 |  | 0 |  | 0 |  | 0 |  | 0 |  | 0 |  | 0 |  | 0
2067-68 |  |  | 0 |  | 0 |  | 0 |  | 0 |  | 0 |  | 0 |  | 0 |  | 0 |  | 0 |  | 0
2068-69 |  |  | 0 |  | 0 |  | 0 |  | 0 |  | 0 |  | 0 |  | 0 |  | 0 |  | 0 |  | 0
2069-70 |  |  | 0 |  | 0 |  | 0 |  | 0 |  | 0 |  | 0 |  | 0 |  | 0 |  | 0 |  | 0
2070-71 |  |  | 0 |  | 0 |  | 0 |  | 0 |  | 0 |  | 0 |  | 0 |  | 0 |  | 0 |  | 0
2071-72 |  |  | 0 |  | 0 |  | 0 |  | 0 |  | 0 |  | 0 |  | 0 |  | 0 |  | 0 |  | 0
2072-73 |  |  | 0 |  | 0 |  | 0 |  | 0 |  | 0 |  | 0 |  | 0 |  | 0 |  | 0 |  | 0
2073-74 |  |  | 0 |  | 0 |  | 0 |  | 0 |  | 0 |  | 0 |  | 0 |  | 0 |  | 0 |  | 0
2074-75 |  |  | 0 |  | 0 |  | 0 |  | 0 |  | 0 |  | 0 |  | 0 |  | 0 |  | 0 |  | 0
2075-76 |  |  | 0 |  | 0 |  | 0 |  | 0 |  | 0 |  | 0 |  | 0 |  | 0 |  | 0 |  | 0
2076-77 |  |  | 0 |  | 0 |  | 0 |  | 0 |  | 0 |  | 0 |  | 0 |  | 0 |  | 0 |  | 0
2077-78 |  |  | 0 |  | 0 |  | 0 |  | 0 |  | 0 |  | 0 |  | 0 |  | 0 |  | 0 |  | 0
2078-79 |  |  | 0 |  | 0 |  | 0 |  | 0 |  | 0 |  | 0 |  | 0 |  | 0 |  | 0 |  | 0
2079-80 |  |  | 0 |  | 0 |  | 0 |  | 0 |  | 0 |  | 0 |  | 0 |  | 0 |  | 0 |  | 0
2080-81 |  |  | 0 |  | 0 |  | 0 |  | 0 |  | 0 |  | 0 |  | 0 |  | 0 |  | 0 |  | 0
2081-82 |  |  | 0 |  | 0 |  | 0 |  | 0 |  | 0 |  | 0 |  | 0 |  | 0 |  | 0 |  | 0
2082-83 |  |  | 0 |  | 0 |  | 0 |  | 0 |  | 0 |  | 0 |  | 0 |  | 0 |  | 0 |  | 0
2083-84 |  |  | 0 |  | 0 |  | 0 |  | 0 |  | 0 |  | 0 |  | 0 |  | 0 |  | 0 |  | 0
2084-85 |  |  | 0 |  | 0 |  | 0 |  | 0 |  | 0 |  | 0 |  | 0 |  | 0 |  | 0 |  | 0
2085-86 |  |  | 0 |  | 0 |  | 0 |  | 0 |  | 0 |  | 0 |  | 0 |  | 0 |  | 0 |  | 0
Note on AG8: IPART: An agency can enter data for up to 8 different non-residential customer types.
Note on C12: IPART: For 1995-96, only enter new ETs from 1 January 1996 to 30 June 1996 for all property types for which ETs can be entered on this worksheet.

## Reduction amount
'REDUCTION AMOUNT' : CALCULATIONS
Link to Report and Determination: |  |  | Developer charges and backlog sewerage charges for metropolitan water agencies 2018 ¦ IPART (nsw.gov.au)
Please present all data and calculations related to the generation of the time series for Ri and Ci in this worksheet.
Where:
Ri | = the Agency’s estimate of the future periodic revenues to be received from new customers in the relevant DSP Area in each financial year i, estimated in accordance with clause 4 of Schedule 5 of the Determination and set out in the relevant DSP.
Ci | = the Agency’s estimate of the future operating, maintenance and administration costs of servicing all new customers in the DSP Area in each financial year i (excluding, for the avoidance of doubt, any Capital Costs), estimated in accordance with clause 5 of Schedule 5 of the Determination and set out in the relevant DSP.
The corresponding time series should be manually entered or linked to the following ranges in the MP Calculations worksheet.
Ri : | $Q$70:$Q$99
Ci : | $T$70:$T$99
Required timeframe for Ri and Ci: |  |  | Start year: | 2026-27 | Final year: | 2055-56
Notes:
The costs expected to be incurred must be exclusive of all capital costs included in the capital charge calculation.
All calculations on the worksheet need to be converted into $, $2026-27 before being linked into the MP Calculations.
Where this spreadsheet is being used to calculate the maximum price for connection of a New Development to a Recycled Water System that is a Least Cost Servicing Solution,
the reduction amount includes the revenues that the Agency would have received had the supply of potable water not been substituted with Recycled Water, but excludes the
revenues from the sale of Recycled Water (see Recycled Water Developer Charges Determination, Sch 1, cl 3).
Where this spreadsheet is being used to calculate the ordinary developer charge component of the maximum price for connection of a New Development to a Recycled Water System
that is NOT a Least Cost Servicing Solution, the relevant operating revenues and operating costs used to calculate the reduction amount are different (see Recycled Water Developer
Charges Determination, Sch 2, cl 2.3).
Enter analysis below this row.
|  | Operating costs |  |  | Revenue
| Year | Total |  |  | Year | Service revenue | Recycled water sales revenue
-5 | 2021-22 | 0 |  |  | 2021-22 | 0 | 0
-4 | 2022-23 | 0 |  |  | 2022-23 | 0 | 0
-3 | 2023-24 | 0 |  |  | 2023-24 | 0 | 0
-2 | 2024-25 | 0 |  |  | 2024-25 | 0 | 0
-1 | 2025-26 | 0 |  |  | 2025-26 | 0 | 0
0 | 2026-27 | 1415277.0475 |  |  | 2026-27 | 0 | 0
1 | 2027-28 | 7750625.9325 |  |  | 2027-28 | 91362.3569 | 3431958.8503
2 | 2028-29 | 11378853.6566 |  |  | 2028-29 | 293609.8549 | 4690154.8358
3 | 2029-30 | 11437413.7995 |  |  | 2029-30 | 550125.2951 | 6016608.9927
4 | 2030-31 | 23269435.4733 |  |  | 2030-31 | 667305.8594 | 7411321.3207
5 | 2031-32 | 17924856.5425 |  |  | 2031-32 | 759051.6995 | 8645904.3
6 | 2032-33 | 19942620.2326 |  |  | 2032-33 | 932397.3798 | 10394996.7855
7 | 2033-34 | 23190632.6107 |  |  | 2033-34 | 1284769.016 | 12144089.271
8 | 2034-35 | 24754912.7643 |  |  | 2034-35 | 1352633.1829 | 13893181.7565
9 | 2035-36 | 27114413.2757 |  |  | 2035-36 | 1565006.4384 | 15642274.242
10 | 2036-37 | 28736413.0515 |  |  | 2036-37 | 1676343.6624 | 17372376.7894
11 | 2037-38 | 30641260.2107 |  |  | 2037-38 | 1863346.295 | 18980133.2835
12 | 2038-39 | 32177124.3522 |  |  | 2038-39 | 2080271.8679 | 20587889.7776
13 | 2039-40 | 34155810.3563 |  |  | 2039-40 | 2243237.6347 | 22195646.2716
14 | 2040-41 | 37147531.6024 |  |  | 2040-41 | 2345556.8168 | 23803402.7657
15 | 2041-42 | 38721926.0283 |  |  | 2041-42 | 2444733.9103 | 25401664.2908
16 | 2042-43 | 40078676.8168 |  |  | 2042-43 | 2585924.3504 | 26481135.0081
17 | 2043-44 | 41634687.6276 |  |  | 2043-44 | 2684571.7647 | 27560605.7255
18 | 2044-45 | 43108276.0547 |  |  | 2044-45 | 2724006.4394 | 28640076.4429
19 | 2045-46 | 45853448.8063 |  |  | 2045-46 | 2920100.2118 | 29719547.1602
20 | 2046-47 | 47287516.1601 |  |  | 2046-47 | 2950151.3547 | 30609118.4963
21 | 2047-48 | 49263474.5609 |  |  | 2047-48 | 2982732.8124 | 31469450.095
22 | 2048-49 | 50683754.7189 |  |  | 2048-49 | 3021875.0952 | 32329781.6936
23 | 2049-50 | 52393502.2842 |  |  | 2049-50 | 3055258.3815 | 33190113.2923
24 | 2050-51 | 54407816.5982 |  |  | 2050-51 | 3069837.493 | 34059939.8601
25 | 2051-52 | 56111869.8727 |  |  | 2051-52 | 3116369.4194 | 34834816.7372
26 | 2052-53 | 58481061.9883 |  |  | 2052-53 | 3159207.0864 | 35668562.4225
27 | 2053-54 | 60871076.6887 |  |  | 2053-54 | 3164957.0861 | 36502308.1078
28 | 2054-55 | 62785107.4062 |  |  | 2054-55 | 3275598.1924 | 37336053.7931
29 | 2055-56 | 64441751.8829 |  |  | 2055-56 | 3311541.0327 | 38169799.4784
0

## Headwork assets
'HEADWORK ASSETS' : CALCULATIONS
Link to Report and Determination: |  | Developer charges and backlog sewerage charges for metropolitan water agencies 2018 ¦ IPART (nsw.gov.au)
Please present, in this worksheet, the underlying high level data and analysis related to the generation of the Headworks cost per ET for the service for which this maximum price is being calculated.
Please manually enter or link the calculated headwork cost per ET to cell |  |  | $F$22 | on the MP Calculations worksheet.
Notes:
As explained in IPART's Report (Box 2.4, page 29) , headworks not owned by the agency should also be included in these calculations.
All calculations on the worksheet need to be converted into $, $2026-27 before being linked into the MP Calculations.
Enter analysis below this row.

## Scheme cost allocation
'SCHEME COST ALLOCATION' : CALCULATIONS
Link to Report and Determination: |  | IPART - Maximum prices for connecting to a recycled water system - July 2019
Please present, in this worksheet, the underlying high level data and analysis related to the generation of the scheme cost allocation per ET for the service for which this maximum price is being calculated.
Please manually enter or link the calculated headwork cost per ET to cell |  |  | $G$22 | on the MP Calculations worksheet.
Notes:
Please refer to the above link for guidance on calculating the scheme cost allocation amount.
All calculations on the worksheet need to be converted into $, $2026-27 before being linked into the MP Calculations.
Enter analysis below this row.

## Asset exclusions
WHAT THE DETERMINATION SAYS ABOUT ASSET EXCLUSIONS
Link to Report and Determination: |  | Developer charges and backlog sewerage charges for metropolitan water agencies 2018 ¦ IPART (nsw.gov.au)
Excluded Assets means:
(a) | that part of an asset provided for a reason other than to service a growth area;
(b) | that part of an asset that services other DSP Areas;
(c) | the capacity of an asset that was made available by changes in land use patterns, or by changes in average demand;
(d) | any asset or part of an asset that was unreasonably oversized relative to system and capacity requirements, based on available demographic data at the time it was commissioned;
(e) | any Pre-1970 Assets; and
(f) | any assets or part of an asset funded by Developers and transferred free of charge to the Agency.
For the removal of doubt, the Determination defines assets as:
all assets or parts of assets (including headworks), apart from Excluded Assets, allocated to a DSP where there is a nexus (close connection) to the Development they are intended to serve and includes assets that:
(a) | were commissioned prior to the Commencement Date;
(b) | were commissioned after the Commencement Date but before the Development commenced; and
(c) | are commissioned, or are to be commissioned, after the Development commences.